## Legend
COLUMN LABEL | COLUMN DEFINITION
Asset Number | Alphanumerical identifier for the asset.
Location | The building or facility where an Asset is located.
Asset Description | A short description of the asset.
Asset Category | A grouping of like assets.
System | Top level of a Failure Hierarchy. Also used as a classifier for the Asset. Note: The terms "Failure Class" and "System" are used interchangeably. EHV - Electrical - High Voltage ELV - Electrical - Low Voltage FMT - Fleet Management Systems HVC - Heating, Ventilation & Air Conditioning MEC - Mechanical PSY - Protective Systems RDG - Roads & Grounds SPE - Special Equipment STR - Structural WWS - Water & Waste
Maint Code | Describes what maintenance strategy currently is applied to the Asset. • HO – Hierarchy Level Record Only. This is a system-level asset comparable to the systems shown in the OMEU and used as highest level Parent for assets that fit into or are related to that system. • MBU – Maintain Before Use. No maintenance is scheduled but a series of tasks are to be performed prior to the initial use of the asset. • N/A – Maintenance Not Applicable to this Asset. Used for assets that are not in the combined condition of a Status of OPERATING and Operational Code of FOS/FMC. • NOS – Not Operational / Out of Service. • OC – Operational Check. Operations Checks are assigned to assets that typically have no recurring maintenance but have a check performed on a periodic basis. • PM – Preventive Maintenance. Scheduled and recurring maintenance comprised inspection (including safety), adjustment, cleaning, lubrication, parts replacement, and incidental repair of equipment and systems. • PM/AS – PM Administratively Suspended. Assigned to assets whose designated maintenance has been approved by the Government and Contractor to be suspended for reasons other than that which would be classified as PM/TS. • PM/PEND – PM Pending. Used when an asset requires a scheduled maintenance tasking per the Maintenance Plan Standards but the System Engineer must develop it. • PM/PT – Preventive & Predictive Maintenance. The asset has scheduled and recurring actions (see PM) as well as employing predictive maintenance techniques. • PM/TS – PM Temporarily Suspended. The scheduled and recurring maintenance for this asset has been temporaril suspended due to CoF or IDIQ construction, or due to some other approved factor typically involving impediment to performance. • PMHL – PM Performed at Higher Level Asset. The asset has a maintenance requirement as indicated in the Maintenance Plan Standards but its performance is included in a work order issued to a higher Parent level asset. • PMLL – PM Performed at Lower Level Asset. The asset has a maintenance requirement as indicated in the Maintenance Plan Standards but its performance is included in a work order issued to a lower level asset which is a Child of this asset. • PT – Predictive Maintenance. The asset has scheduled maintenance tasks that are solely predictive maintenance or condition based monitoring in nature. • RTF – Run To Failure. The asset has no scheduled maintenance work orders issued to it to prevent failure. Assets are usually low cost, easily repaired, and non operationally essential and have minimal downstream impact due to failure.
Asset Status | This column provides a more finite view of asset’s state of readiness Note: The terms "Asset Status" and "Operational Condition" are used interchangeably. • FMC / FOS - Fully Mission Capable / Fully Operational Status • LOB - Lost On Base • NAB - Not Operational, Abandoned • NIC - Not In Contract • NMC - Non-Mission Capable • NOS - Not Operational, Out Of Service • NSP - Not Operational, Spare • OOS - Out Of Service • PMC - Partially Mission Capable • XSD - Equipment Excessed
Status | A Maximo designation.
Condition Code | Asset condition code. Based on the following scale: 5 - Excellent - No work required - Good for at least 5 years. 4 - Good - Only scheduled maintenance and/or condition monitoring required - Good for at least 5 years. 3 - Fair - Minor repairs required - Repair/replace within 3-5 years. 2 - Poor - Significant repairs required within 1-2 years. 1 - Bad - Replacement required now.
Condition Code Date | Date asset condition code entered.

## Asset-Condition-Codes
Asset Number | Location | Asset Description | Asset Category | System | Maint Code | Asset Status | Status | Condition Code | Condition Code Date
2689 | K6-1696 | CRANE, ALUMINUM GANTRY | Hoist | MEC | N/A | XSD | DECOMMISSIONED | 4 | 2022-03-04
9235 | M7-0407 | BatteryÂ BankÂ 130V, VRLA,Â USS 119B | Battery Bank-Lead Acid (VRLA) | EHV | PM | FOS | OPERATING | 4 | 2024-03-19
9237 | M7-0407 | BatteryÂ ChargerÂ 130V,Â USS 119B | Battery Charger | EHV | PM | FOS | OPERATING | 4 | 2024-03-19
10021 | K6-1193 | Circuit Breaker, VABR USS-833, Breaker 2B | Circuit Breaker-LV Draw Out | ELV | PMHL | FOS | OPERATING | 3 | 2013-01-07
10022 | K6-1193 | Circuit Breaker, VABR USS-833, A-Side Main Breaker | Circuit Breaker-LV Draw Out | ELV | PMHL | FOS | OPERATING | 3 | 2013-01-08
10023 | K6-1193 | Circuit Breaker, VABR USS-833, Tie Breaker | Circuit Breaker-LV Draw Out | ELV | PMHL | FOS | OPERATING | 4 | 2013-01-08
10024 | K6-1193 | Circuit Breaker, VABR USS-833, B-Side Main Breaker | Circuit Breaker-LV Draw Out | ELV | PMHL | FOS | OPERATING | 3 | 2013-01-08
10025 | K6-1193 | Circuit Breaker, VABR USS-833, Breaker 4A | Circuit Breaker-LV Draw Out | ELV | PMHL | FOS | OPERATING | 3 | 2013-01-07
10027 | K6-1193 | Circuit Breaker, VABR USS-833, Breaker 4C | Circuit Breaker-LV Draw Out | ELV | PMHL | FOS | OPERATING | 4 | 2013-01-08
10028 | K6-0900 | USS-821 A Side Bus, LCC | Bus-LV | ELV | PMHL | FOS | OPERATING | 3 | 2013-03-12
10029 | K6-0900 | USS-821 B Side Bus, LCC | Bus-LV | ELV | PMHL | FOS | OPERATING | 3 | 2013-03-12
10144 | K6-1696 | Circuit Breaker, CRCA USS-1139, A-Side Main Breaker | Circuit Breaker-LV Draw Out | ELV | PMHL | FOS | OPERATING | 4 | 2012-10-29
10145 | K6-1696 | Circuit Breaker, CRCA USS-1139, Breaker 8B | Circuit Breaker-LV Draw Out | ELV | PMHL | FOS | OPERATING | 4 | 2012-10-29
10146 | K6-1696 | Circuit Breaker, CRCA USS-1139, Breaker 8C | Circuit Breaker-LV Draw Out | ELV | PMHL | FOS | OPERATING | 4 | 2012-10-29
10147 | K6-1696 | Circuit Breaker, CRCA USS-1139, Breaker 7B | Circuit Breaker-LV Draw Out | ELV | PMHL | FOS | OPERATING | 4 | 2012-11-01
10148 | K6-1696 | Circuit Breaker, CRCA USS-1139, Tie Breaker | Circuit Breaker-LV Draw Out | ELV | PMHL | FOS | OPERATING | 4 | 2012-10-29
10149 | K6-1696 | Circuit Breaker, CRCA USS-1139, Breaker 5B | Circuit Breaker-LV Draw Out | ELV | PMHL | FOS | OPERATING | 4 | 2012-10-29
10150 | K6-1696 | Circuit Breaker, CRCA USS-1139, Breaker 4B | Circuit Breaker-LV Draw Out | ELV | PMHL | FOS | OPERATING | 4 | 2012-10-29
10151 | K6-1696 | Circuit Breaker, CRCA USS-1139, B-Side Main Breaker | Circuit Breaker-LV Draw Out | ELV | PMHL | FOS | OPERATING | 4 | 2012-10-29
10152 | K6-1696 | USS-1139 A Side Bus, K6-1696 CRCA | Bus-LV | ELV | PMHL | FOS | OPERATING | 4 | 2012-10-29
10153 | K6-1696 | USS-1139 B Side Bus, K6-1696 CRCA | Bus-LV | ELV | PMHL | FOS | OPERATING | 4 | 2012-10-29
10730 | K6-1996G | Air Compressor, 5 HP, Quincy | Compressors-Air-Reciprocating | HVC | N/A | XSD | DECOMMISSIONED | 2 | 2018-04-12
10742 | J8-1659 | Air Compressor A, Quincy, QSI-740 | Compressors-Air-Screw | HVC | N/A | NIC | NOT_IN_CONTRACT | 4 | 2013-04-25
10743 | J8-1659 | Air Compressor B, Quincy, QSI-740 | Compressors-Air-Screw | HVC | N/A | NIC | NOT_IN_CONTRACT | 4 | 2013-04-25
10773 | J7-0585 | USS-1023 A Side Bus, Pad B | Bus-LV | ELV | PMHL | FOS | OPERATING | 4 | 2012-06-27
10774 | J7-0585 | USS-1023 B Side Bus, Pad B | Bus-LV | ELV | PMHL | FOS | OPERATING | 4 | 2012-06-27
19831 | K6-1298 | Compressed Air System, Pneumatics Equipment, I-P-C | Compressors-Air-System | HVC | N/A | XSD | DECOMMISSIONED | 4 | 2012-01-24
19835 | M6-0791 | Compressed Air System, Pneumatics Equipment, Comm Building | Compressors-Air-Reciprocating | HVC | N/A | XSD | DECOMMISSIONED | 3 | 2015-06-01
27677 | K6-1094 | USS-1132 Bus | Bus-LV | ELV | N/A | NIC | NOT_IN_CONTRACT | 3 | 2011-12-02
27685 | J8-1708 | Battery Bank, Pad A, UPS-10 | Battery Bank-Lead Acid (VRLA) | ELV | N/A | NIC | NOT_IN_CONTRACT | 3 | 2013-02-19
28464 | M7-1362 | Firex Equipment, HMF Pump House | Valves-Fire | WWS | N/A | XSD | DECOMMISSIONED | 4 | 2011-08-08
28923 | M7-1362 | Firex Equipment, HMF Pump House - Outlying | Valves-Fire | WWS | N/A | XSD | DECOMMISSIONED | 3 | 2011-09-21
28925 | J8-1708 | Firex Equipment, Pad A Perimeter | Valves-Fire | WWS | N/A | NIC | NOT_IN_CONTRACT | 3 | 2012-11-16
28926 | J7-0337 | Battery Bank 40, Pad B, UPS-40 | Battery Bank-Lead Acid (VRLA) | ELV | N/A | XSD | DECOMMISSIONED | 4 | 2018-01-19
28939 | J7-0337 | Fire Suppression, 39B Perimeter | Valves-Fire | WWS | N/A | XSD | DECOMMISSIONED | 3 | 2021-10-27
28940 | J7-0337 | Fire Suppression, 39B East Slope, V-280 | Valves-Fire | WWS | N/A | XSD | DECOMMISSIONED | 3 | 2021-05-14
28963 | J7-1388 | Firex Equipment, Pump Station Pump Room | Valves-Fire | WWS | N/A | XSD | DECOMMISSIONED | 4 | 2011-08-08
28964 | J7-1388 | Firex Equipment, Pump Station Outside | Valves-Fire | WWS | N/A | XSD | DECOMMISSIONED | 3 | 2021-08-17
28974 | K6-0895 | Firex Equipment, OPF Pumphouse Pump Room | Valves-Fire | WWS | N/A | XSD | DECOMMISSIONED | 4 | 2011-08-08
28975 | K6-0895 | Firex Equipment, OPF Pumphouse Outside | Valves-Fire | WWS | N/A | XSD | DECOMMISSIONED | 4 | 2012-01-19
36315 | K6-0848 | Circuit Breaker, VAB Tower D USS-806, breaker 3C | Circuit Breaker-LV Draw Out | ELV | PMHL | FOS | OPERATING | 3 | 2012-11-05
36316 | K6-0848 | Circuit Breaker, VAB Tower D USS-806, breaker 4B | Circuit Breaker-LV Draw Out | ELV | PMHL | FOS | OPERATING | 3 | 2012-11-05
36317 | K6-0848 | Circuit Breaker, VAB Tower D USS-806, breaker 4C | Circuit Breaker-LV Draw Out | ELV | PMHL | FOS | OPERATING | 3 | 2012-11-05
36318 | K6-0848 | Circuit Breaker, VAB Tower D USS-806, breaker 4D | Circuit Breaker-LV Draw Out | ELV | PMHL | FOS | OPERATING | 4 | 2012-11-05
36319 | K6-0848 | Circuit Breaker, VAB Tower D USS-806, breaker 5B | Circuit Breaker-LV Draw Out | ELV | PMHL | FOS | OPERATING | 4 | 2012-11-06
36320 | K6-0848 | Circuit Breaker, VAB Tower D USS-806, breaker 5C | Circuit Breaker-LV Draw Out | ELV | PMHL | FOS | OPERATING | 4 | 2012-11-06
36321 | K6-0848 | Circuit Breaker, VAB Tower D USS-806, breaker 7B | Circuit Breaker-LV Draw Out | ELV | PMHL | FOS | OPERATING | 4 | 2012-11-06
36322 | K6-0848 | Circuit Breaker, VAB Tower D USS-806, breaker 7C | Circuit Breaker-LV Draw Out | ELV | PMHL | FOS | OPERATING | 4 | 2012-11-05
36323 | K6-0848 | Circuit Breaker, VAB Tower D USS-806, breaker 7D | Circuit Breaker-LV Draw Out | ELV | PMHL | FOS | OPERATING | 4 | 2012-11-05
36324 | K6-0848 | Circuit Breaker, VAB Tower D USS-806, breaker 8A | Circuit Breaker-LV Draw Out | ELV | PMHL | FOS | OPERATING | 4 | 2012-11-05
36325 | K6-0848 | Circuit Breaker, VAB Tower D USS-806, breaker 8B | Circuit Breaker-LV Draw Out | ELV | PMHL | FOS | OPERATING | 3 | 2012-11-05
36326 | K6-0848 | Circuit Breaker, VAB Tower D USS-806, breaker 8C | Circuit Breaker-LV Draw Out | ELV | PMHL | FOS | OPERATING | 3 | 2012-11-05
36327 | K6-0848 | Circuit Breaker, VAB Tower D USS-806, breaker 8D | Circuit Breaker-LV Draw Out | ELV | PMHL | FOS | OPERATING | 3 | 2012-11-05
36328 | K6-0848 | Circuit Breaker, VAB Tower D USS-806, breaker 9C | Circuit Breaker-LV Draw Out | ELV | PMHL | FOS | OPERATING | 4 | 2012-11-05
36332 | K6-0848 | Circuit Breaker, VAB Tower D USS-807, A-Side Main breaker | Circuit Breaker-LV Draw Out | ELV | PMHL | FOS | OPERATING | 3 | 2012-11-01
36335 | K6-0848 | Circuit Breaker, VAB Tower D USS-807, breaker 4A | Circuit Breaker-LV Draw Out | ELV | PMHL | FOS | OPERATING | 3 | 2012-11-01
36336 | K6-0848 | Circuit Breaker, VAB Tower D USS-807, breaker 4B | Circuit Breaker-LV Draw Out | ELV | PMHL | FOS | OPERATING | 3 | 2012-11-01
36337 | K6-0848 | Circuit Breaker, VAB Tower D USS-807, breaker 4C | Circuit Breaker-LV Draw Out | ELV | PMHL | FOS | OPERATING | 4 | 2012-10-29
36338 | K6-0848 | Circuit Breaker, VAB Tower D USS-807, Tie breaker | Circuit Breaker-LV Draw Out | ELV | PMHL | FOS | OPERATING | 4 | 2012-10-31
36339 | K6-0848 | Circuit Breaker, VAB Tower D USS-807, breaker 6B | Circuit Breaker-LV Draw Out | ELV | PMHL | FOS | OPERATING | 4 | 2012-10-31
36341 | K6-0848 | Circuit Breaker, VAB Tower D USS-807, breaker 7B | Circuit Breaker-LV Draw Out | ELV | PMHL | FOS | OPERATING | 4 | 2012-10-31
36342 | K6-0848 | Circuit Breaker, VAB Tower D USS-807, breaker 7C | Circuit Breaker-LV Draw Out | ELV | PMHL | FOS | OPERATING | 4 | 2012-10-31
36343 | K6-0848 | Circuit Breaker, VAB Tower D USS-807, breaker 7D | Circuit Breaker-LV Draw Out | ELV | PMHL | FOS | OPERATING | 4 | 2012-10-31
36344 | K6-0848 | Circuit Breaker, VAB Tower D USS-807, B-Side Main breaker | Circuit Breaker-LV Draw Out | ELV | PMHL | FOS | OPERATING | 4 | 2012-10-31
36345 | K6-0848 | Circuit Breaker, VAB Tower D USS-807, breaker 8C | Circuit Breaker-LV Draw Out | ELV | PMHL | FOS | OPERATING | 4 | 2012-10-31
36346 | K6-0848 | USS-807 A Side Bus | Bus-LV | ELV | PMHL | FOS | OPERATING | 3 | 2012-11-01
36347 | K6-0848 | USS-807 B Side Bus | Bus-LV | ELV | PMHL | FOS | OPERATING | 3 | 2012-11-01
55719 | K6-0848 | Circuit Breaker, VAB Tower D USS-806, A-Side Main breaker | Circuit Breaker-LV Draw Out | ELV | PMHL | FOS | OPERATING | 4 | 2012-11-05
55720 | K6-0848 | Circuit Breaker, VAB Tower D USS-806, breaker 4A | Circuit Breaker-LV Draw Out | ELV | PMHL | FOS | OPERATING | 4 | 2012-11-05
55721 | K6-0848 | Circuit Breaker, VAB Tower D USS-806, breaker 5D | Circuit Breaker-LV Draw Out | ELV | PMHL | FOS | OPERATING | 3 | 2012-11-05
55722 | K6-0848 | Circuit Breaker, VAB Tower D USS-806, Tie breaker | Circuit Breaker-LV Draw Out | ELV | PMHL | FOS | OPERATING | 3 | 2012-11-05
55723 | K6-0848 | Circuit Breaker, VAB Tower D USS-806, B-Side Main breaker | Circuit Breaker-LV Draw Out | ELV | PMHL | FOS | OPERATING | 3 | 2012-11-05
55724 | K6-0848 | USS-806 A Side bus | Bus-LV | ELV | PMHL | FOS | OPERATING | 3 | 2012-11-05
55725 | K6-0848 | USS-806 B Side bus | Bus-LV | ELV | PMHL | FOS | OPERATING | 3 | 2012-11-05
56223 | K6-0848 | USS-816 A Side Bus, VAB | Bus-LV | ELV | PMHL | FOS | OPERATING | 4 | 2013-02-19
56224 | K6-0848 | USS-816 B Side Bus, VAB | Bus-LV | ELV | PMHL | FOS | OPERATING | 4 | 2013-02-19
56531 | K6-1096 | USS-1127 A Side Bus, OSB I | Bus-LV | ELV | PMHL | FOS | OPERATING | 3 | 2014-01-15
56532 | K6-1096 | USS-1127 B Side Bus, OSB I | Bus-LV | ELV | PMHL | FOS | OPERATING | 3 | 2014-01-15
56533 | K6-1096 | Circuit Breaker, OSB-1 USS-1127, A-Side Main Breaker | Circuit Breaker-LV Draw Out | ELV | PMHL | FOS | OPERATING | 3 | 2014-01-14
56534 | K6-1096 | Circuit Breaker, OSB-1 USS-1127, Tie Breaker | Circuit Breaker-LV Draw Out | ELV | PMHL | FOS | OPERATING | 3 | 2014-01-15
56535 | K6-1096 | Circuit Breaker, OSB-1 USS-1127, B-Side Main Breaker | Circuit Breaker-LV Draw Out | ELV | PMHL | FOS | OPERATING | 3 | 2014-01-15
56536 | K6-1096 | Circuit Breaker, OSB-1 USS-1128, A-Side Main Breaker | Circuit Breaker-LV Draw Out | ELV | PMHL | FOS | OPERATING | 2 | 2018-02-08
56538 | K6-1096 | Circuit Breaker, OSB-1 USS-1128, Tie Breaker | Circuit Breaker-LV Draw Out | ELV | PMHL | FOS | OPERATING | 2 | 2018-02-08
56539 | K6-1096 | Circuit Breaker, OSB-1 USS-1128, B-Side Main Breaker | Circuit Breaker-LV Draw Out | ELV | PMHL | FOS | OPERATING | 4 | 2014-02-14
56540 | K6-1096 | USS-1128 A Side Bus, OSB I | Bus-LV | ELV | PMHL | FOS | OPERATING | 3 | 2014-02-13
56541 | K6-1096 | USS-1128 B Side Bus, OSB I | Bus-LV | ELV | PMHL | FOS | OPERATING | 3 | 2014-02-13
70916 | J7-0337 | ATS-83, Automatic Transfer Switch, Pad-B, USS-1052 | ATS | ELV | PM/TS | NOS | DECOMMISSIONED | 4 | 2013-04-15
70917 | J7-0337 | ATS-128, Automatic Transfer Switch, Pad-B, USS-1050 | ATS | ELV | PM | FOS | OPERATING | 4 | 2023-04-17
70918 | J7-0337 | ATS-1, Automatic Transfer Switch, Pad-B, USS-1040/ESB | ATS | ELV | PM | FOS | OPERATING | 3 | 2023-05-17
70919 | J7-0337 | ATS-2, Automatic Transfer Switch, Pad-B, USS-1040/ESB | ATS | ELV | PM | FOS | OPERATING | 3 | 2023-05-17
71090 | J7-0337 | SS-1040,Â Substation Secondary, PadÂ B | Substation-LV-Draw Out | ELV | PM | FOS | OPERATING | 3 | 2023-02-17
71092 | J7-0585 | SS-1023,Â Substation Secondary, PadÂ B | Substation-LV-Draw Out | ELV | PM | FOS | OPERATING | 4 | 2023-01-10
71112 | K6-1547 | SS-1100,Â Substation Secondary, Logistics | Substation-LV-Hybrid | ELV | N/A | XSD | DECOMMISSIONED | 1 | 2020-04-10
71121 | K6-1696 | SS-1139,Â Substation Secondary, CRCA | Substation-LV-Draw Out | ELV | PM/TS | FOS | OPERATING | 2 | 2022-02-08
71124 | K6-0848 | SS-806Â Substation Secondary, VAB,Â TowerÂ D,Â FloorÂ 10 | Substation-LV-Draw Out | ELV | PM | FOS | OPERATING | 3 | 2023-02-05
71125 | K6-0848 | SS-807,Â Substation Secondary, VAB,Â TowerÂ D,Â FloorÂ 31 | Substation-LV-Draw Out | ELV | PM | FOS | OPERATING | 3 | 2023-02-18
71128 | K6-0848 | SS-810, Substation Secondary, VAB,Â TowerÂ FÂ FloorÂ 10 | Substation-LV-Draw Out | ELV | N/A | XSD | DECOMMISSIONED | 3 | 2013-01-23
71129 | K6-0848 | SS-811,Â Substation Secondary,Â VAB,Â TowerÂ FÂ FloorÂ 32 | Substation-LV-Draw Out | ELV | N/A | XSD | DECOMMISSIONED | 4 | 2015-04-20
71130 | K6-0848 | SS-805 A Side, Substation Secondary, VAB, Tower A, Floor 10 | Substation-LV-Draw Out | ELV | PM | FOS | OPERATING | 4 | 2023-07-16
71131 | K6-0900 | SS-820,Â Substation Secondary,Â LCC | Substation-LV-Draw Out | ELV | PM | FOS | OPERATING | 3 | 2023-03-20
71132 | K6-0900 | SS-821,Â Substation Secondary,Â LCC | Substation-LV-Draw Out | ELV | PM | FOS | OPERATING | 3 | 2023-05-20
71136 | K6-0947 | SS-830,Â Substation Secondary, Utility Annex | Substation-LV-Draw Out | ELV | PM | FOS | OPERATING | 3 | 2023-10-10
71138 | K6-0894 | SS-841,Â Substation Secondary,Â OPF-1&2 | Substation-LV-Draw Out | ELV | PM | FOS | OPERATING | 3 | 2016-07-20
71139 | K6-0848 | SS-813 A Side, Substation Secondary, VAB, Tower A, Floor 20 | Substation-LV-Draw Out | ELV | PM | FOS | OPERATING | 4 | 2023-07-16
71140 | J6-2313 | SS-843,Â Substation Secondary,Â SLFÂ LACB,Â MDD | Substation-LV-Draw Out | ELV | PM | FOS | OPERATING | 4 | 2022-02-26
71141 | K6-0794 | SS-845,Â Substation Secondary, TPSF | Substation-LV-Draw Out | ELV | PM | FOS | OPERATING | 3 | 2023-07-19
71146 | K6-0848 | SS-810, Substation Secondary, VAB, Tower F, Floor 10 | Substation-LV-Draw Out | ELV | PM | FOS | OPERATING | 4 | 2023-07-09
71147 | K6-0848 | SS-817, Substation Secondary, North of VAB | Substation-LV-Draw Out | ELV | PM | FOS | OPERATING | 4 | 2023-09-25
115643 | K6-0848 | Circuit Breaker, VAB Tower F USS-810, B-Side Main breaker | Circuit Breaker-LV Draw Out | ELV | N/A | XSD | DECOMMISSIONED | 4 | 2013-01-21
115648 | K6-0848 | Circuit Breaker, VAB Tower F USS-810, breaker 3C | Circuit Breaker-LV Draw Out | ELV | N/A | XSD | DECOMMISSIONED | 4 | 2013-01-21
115649 | K6-0848 | Circuit Breaker, VAB Tower F USS-810, breaker 4B | Circuit Breaker-LV Draw Out | ELV | N/A | XSD | DECOMMISSIONED | 4 | 2013-01-21
115650 | K6-0848 | Circuit Breaker, VAB Tower F USS-810, breaker 4C | Circuit Breaker-LV Draw Out | ELV | N/A | XSD | DECOMMISSIONED | 4 | 2013-01-24
115651 | K6-0848 | Circuit Breaker, VAB Tower F USS-810, breaker 4D | Circuit Breaker-LV Draw Out | ELV | N/A | XSD | DECOMMISSIONED | 4 | 2013-01-24
115652 | K6-0848 | Circuit Breaker, VAB Tower F USS-810, breaker 5B | Circuit Breaker-LV Draw Out | ELV | N/A | XSD | DECOMMISSIONED | 3 | 2013-01-21
115653 | K6-0848 | Circuit Breaker, VAB Tower F USS-810, breaker 5C | Circuit Breaker-LV Draw Out | ELV | N/A | XSD | DECOMMISSIONED | 3 | 2013-01-21
115654 | K6-0848 | Circuit Breaker, VAB Tower F USS-810, breaker 6A | Circuit Breaker-LV Draw Out | ELV | N/A | XSD | DECOMMISSIONED | 3 | 2013-01-23
115655 | K6-0848 | Circuit Breaker, VAB Tower F USS-810, breaker 7A | Circuit Breaker-LV Draw Out | ELV | N/A | XSD | DECOMMISSIONED | 4 | 2013-01-21
115656 | K6-0848 | Circuit Breaker, VAB Tower F USS-810, breaker 7B | Circuit Breaker-LV Draw Out | ELV | N/A | XSD | DECOMMISSIONED | 4 | 2013-01-25
115657 | K6-0848 | Circuit Breaker, VAB Tower F USS-810, breaker 7C | Circuit Breaker-LV Draw Out | ELV | N/A | XSD | DECOMMISSIONED | 4 | 2013-01-23
115658 | K6-0848 | Circuit Breaker, VAB Tower F USS-810, breaker 8B | Circuit Breaker-LV Draw Out | ELV | N/A | XSD | DECOMMISSIONED | 4 | 2013-01-23
115659 | K6-0848 | Circuit Breaker, VAB Tower F USS-810, breaker 8C | Circuit Breaker-LV Draw Out | ELV | N/A | XSD | DECOMMISSIONED | 4 | 2013-01-23
115660 | K6-0848 | Circuit Breaker, VAB Tower F USS-810, breaker 8D | Circuit Breaker-LV Draw Out | ELV | N/A | XSD | DECOMMISSIONED | 3 | 2013-01-23
115661 | K6-0848 | Circuit Breaker, VAB Tower F USS-810, breaker 5D | Circuit Breaker-LV Draw Out | ELV | N/A | XSD | DECOMMISSIONED | 3 | 2013-01-23
115662 | K6-0848 | Circuit Breaker, VAB Tower F USS-810, breaker 4A | Circuit Breaker-LV Draw Out | ELV | N/A | XSD | DECOMMISSIONED | 4 | 2013-01-21
115663 | K6-0848 | Circuit Breaker, VAB Tower F USS-810, Tie breaker | Circuit Breaker-LV Draw Out | ELV | N/A | XSD | DECOMMISSIONED | 4 | 2013-01-21
115664 | K6-0848 | Circuit Breaker, VAB Tower F USS-810, A-Side Main breaker | Circuit Breaker-LV Draw Out | ELV | N/A | XSD | DECOMMISSIONED | 3 | 2013-01-23
115665 | K6-0848 | Circuit Breaker, VAB Tower F USS-810, breaker 9C | Circuit Breaker-LV Draw Out | ELV | N/A | XSD | DECOMMISSIONED | 3 | 2013-01-23
115666 | K6-0848 | USS-810 A-Side Bus, Assembly | Bus-LV | ELV | N/A | XSD | DECOMMISSIONED | 4 | 2013-01-25
115667 | K6-0848 | USS-810 B-Side Bus, Assembly | Bus-LV | ELV | N/A | XSD | DECOMMISSIONED | 4 | 2013-01-21
118990 | K6-0848 | Circuit Breaker, VAB Tower F USS-811, A-Side Main breaker | Circuit Breaker-LV Draw Out | ELV | N/A | XSD | DECOMMISSIONED | 4 | 2013-01-14
118991 | K6-0848 | Circuit Breaker, VAB Tower F USS-811, Tie breaker | Circuit Breaker-LV Draw Out | ELV | N/A | XSD | DECOMMISSIONED | 3 | 2013-01-14
118993 | K6-0848 | Circuit Breaker, VAB Tower F USS-811, B-Side Main breaker | Circuit Breaker-LV Draw Out | ELV | N/A | XSD | DECOMMISSIONED | 4 | 2013-01-14
118994 | K6-0848 | Circuit Breaker, VAB Tower F USS-811, breaker 3C | Circuit Breaker-LV Draw Out | ELV | N/A | XSD | DECOMMISSIONED | 4 | 2013-01-14
118995 | K6-0848 | Circuit Breaker, VAB Tower F USS-811, breaker 5C | Circuit Breaker-LV Draw Out | ELV | N/A | XSD | DECOMMISSIONED | 4 | 2013-01-14
118996 | K6-0848 | Circuit Breaker, VAB Tower F USS-811, breaker 5A | Circuit Breaker-LV Draw Out | ELV | N/A | XSD | DECOMMISSIONED | 4 | 2013-01-15
118997 | K6-0848 | Circuit Breaker, VAB Tower F USS-811, breaker 6C | Circuit Breaker-LV Draw Out | ELV | N/A | XSD | DECOMMISSIONED | 4 | 2013-01-14
119002 | K6-0848 | Circuit Breaker, VAB Tower F USS-811, breaker 5D | Circuit Breaker-LV Draw Out | ELV | N/A | XSD | DECOMMISSIONED | 4 | 2013-01-14
119003 | K6-0848 | Circuit Breaker, VAB Tower F USS-811, breaker 6A | Circuit Breaker-LV Draw Out | ELV | N/A | XSD | DECOMMISSIONED | 3 | 2013-01-14
119005 | K6-0848 | Circuit Breaker, VAB Tower F USS-811, breaker 5B | Circuit Breaker-LV Draw Out | ELV | N/A | XSD | DECOMMISSIONED | 4 | 2013-01-14
119006 | K6-0848 | Circuit Breaker, VAB Tower F USS-811, breaker 6B | Circuit Breaker-LV Draw Out | ELV | N/A | XSD | DECOMMISSIONED | 4 | 2013-01-14
119007 | K6-0848 | Circuit Breaker, VAB Tower F USS-811, breaker 6D | Circuit Breaker-LV Draw Out | ELV | N/A | XSD | DECOMMISSIONED | 4 | 2013-01-14
119008 | K6-0848 | Circuit Breaker, VAB Tower F USS-811, breaker 7C | Circuit Breaker-LV Draw Out | ELV | N/A | XSD | DECOMMISSIONED | 3 | 2013-01-14
119011 | K6-0848 | USS-811 A-Side Bus (VAB Tower F, 32nd Floor) | Bus-LV | ELV | N/A | XSD | DECOMMISSIONED | 4 | 2013-01-15
119013 | K6-0848 | USS-811 B-Side Bus (VAB Tower F, 32nd Floor) | Bus-LV | ELV | N/A | XSD | DECOMMISSIONED | 4 | 2013-01-15
147742 | M7-1362 | Air Compressor, 10 HP, Quincy | Compressors-Air-Reciprocating | HVC | PM | FOS | OPERATING | 3 | 2024-04-10
151986 | K6-1547 | Circuit Breaker, Logistics USS-1100, A-Side Main Breaker | Circuit Breaker-Molded Case | ELV | N/A | XSD | DECOMMISSIONED | 4 | 2012-11-19
151987 | K6-1547 | Circuit Breaker, Logistics USS-1100, Tie Breaker | Circuit Breaker-Molded Case | ELV | N/A | XSD | DECOMMISSIONED | 4 | 2012-11-19
151988 | K6-1547 | Circuit Breaker, Logistics USS-1100, B-Side Main Breaker | Circuit Breaker-Molded Case | ELV | N/A | XSD | DECOMMISSIONED | 4 | 2012-11-18
151989 | K6-1547 | USS-1100, B Side Bus, K6-1547 | Bus-LV | ELV | N/A | XSD | DECOMMISSIONED | 4 | 2012-11-18
151990 | K6-1547 | USS-1100, A Side Bus, K6-1547 | Bus-LV | ELV | N/A | XSD | DECOMMISSIONED | 4 | 2012-11-18
153803 | K6-0848 | USS-802, A Side Bus | Bus-LV | ELV | PMHL | FOS | OPERATING | 4 | 2013-08-26
153804 | K6-0848 | USS-802, B Side Bus | Bus-LV | ELV | PMHL | FOS | OPERATING | 3 | 2013-04-15
164325 | K6-0794 | Filter, Compressed Air, A516900 | Filters-HVC-CAIR-Remote | HVC | PM | FOS | OPERATING | 3 | 2024-02-20
164326 | K6-0794 | Filter, Compressed Air, A516903 | Filters-HVC-CAIR-Local | HVC | RTF | FOS | OPERATING | 3 | 2017-02-03
164327 | K6-0794 | Filter, Compressed Air, A516912 | Filters-HVC-CAIR-Local | HVC | RTF | FOS | OPERATING | 3 | 2017-02-03
164328 | K6-0794 | Filter, Compressed Air, A516915 | Filters-HVC-CAIR-Local | HVC | RTF | FOS | OPERATING | 3 | 2017-02-03
164711 | K6-1547 | Air Compressor, 2.5 HP, Speedair | Compressors-Air-Reciprocating | HVC | N/A | XSD | DECOMMISSIONED | 3 | 2017-10-09
165019 | K6-0848 | USS-802 Hoist, VAB K6-848 Tower B Floor 11 | Hoist | MEC | PM | FOS | OPERATING | 4 | 2016-07-06
165021 | K6-0848 | USS-816 Hoist, VAB K6-848, Low Bay, West | Hoist | MEC | PM | FOS | OPERATING | 4 | 2020-07-02
165024 | K6-0900 | USS-820 Substation, Hoist, K6-900 East | Hoist | MEC | PM | FOS | OPERATING | 4 | 2020-08-11
165025 | K6-0900 | USS-821 Hoist, K6-900 East | Hoist | MEC | PM | FOS | OPERATING | 4 | 2020-08-11
165035 | J8-1708 | USS-950 Hoist, Pad A ECS 1 | Hoist | MEC | N/A | NIC | NOT_IN_CONTRACT | 5 | 2012-06-20
165042 | J7-0337 | USS-1050 Hoist, Pad B ECS | Hoist | MEC | N/A | XSD | DECOMMISSIONED | 4 | 2016-05-13
165045 | M6-0138 | USS-138 Hoist, CD&SC, 400 Lb | Hoist | MEC | PM | FOS | OPERATING | 4 | 2020-08-10
165046 | K6-1193 | USS-833 Hoist, K6-1193 VABR | Hoist | MEC | PM | FOS | OPERATING | 4 | 2020-08-13
165236 | K6-0848 | USS-804 A Side Bus, VAB | Bus-LV | ELV | PMHL | FOS | OPERATING | 3 | 2013-05-14
165237 | K6-0848 | USS-804 B Side Bus, VAB | Bus-LV | ELV | PMHL | FOS | OPERATING | 3 | 2013-05-14
167561 | K6-1193 | USS-833, A Side Bus, VABR | Bus-LV | ELV | PMHL | FOS | OPERATING | 4 | 2013-01-08
167562 | K6-1193 | USS-833, B Side Bus, VABR | Bus-LV | ELV | PMHL | FOS | OPERATING | 3 | 2013-01-08
168026 | K6-1696 | Air Compressor, Champion, Twin, 25 HP | Compressors-Air-Reciprocating | HVC | PM | FOS | OPERATING | 2 | 2019-11-21
170068 | K6-1397 | Air Compressor, 25 HP, Quincy | Compressors-Air-Reciprocating | HVC | N/A | XSD | DECOMMISSIONED | 2 | 2018-04-12
173402 | J8-1708 | Air Compressor, 5 HP, Quincy QT-5 | Compressors-Air-Reciprocating | HVC | N/A | NIC | NOT_IN_CONTRACT | 4 | 2013-02-01
177074 | J7-0337 | ATS-CH3, Automatic Transfer Switch, 480.00 VOLTS, 400A | ATS | ELV | PM | FOS | OPERATING | 4 | 2023-04-17
179950 | K6-0900 | ATS-115, Automatic Transfer Switch, 208 Volt, 400 Amp | ATS | ELV | N/A | XSD | DECOMMISSIONED | 4 | 2017-03-06
180013 | K6-1996T | Air Compressor, 5 HP, Quincy | Compressors-Air-Reciprocating | HVC | N/A | XSD | DECOMMISSIONED | 4 | 2016-12-08
182615 | K6-0900 | Circuit Breaker, LCC USS-821, A-Side Main Breaker | Circuit Breaker-LV Draw Out | ELV | PMHL | FOS | OPERATING | 4 | 2013-03-11
182616 | K6-0900 | Circuit Breaker, LCC USS-821, B-Side Main Breaker | Circuit Breaker-LV Draw Out | ELV | PMHL | FOS | OPERATING | 4 | 2013-03-11
182617 | K6-0900 | Circuit Breaker, LCC USS-821, Tie Breaker | Circuit Breaker-LV Draw Out | ELV | PMHL | FOS | OPERATING | 4 | 2013-03-11
182618 | K6-0900 | Circuit Breaker, LCC USS-821, Breaker 4A | Circuit Breaker-LV Draw Out | ELV | PMHL | FOS | OPERATING | 4 | 2013-03-14
182619 | K6-0900 | Circuit Breaker, LCC USS-821, Breaker 2D | Circuit Breaker-LV Draw Out | ELV | PMHL | FOS | OPERATING | 4 | 2013-03-11
182620 | K6-0900 | Circuit Breaker, LCC USS-821, Breaker 3B | Circuit Breaker-LV Draw Out | ELV | PMHL | FOS | OPERATING | 4 | 2013-03-11
182621 | K6-0900 | Circuit Breaker, LCC USS-821, Breaker 5C | Circuit Breaker-LV Draw Out | ELV | PMHL | FOS | OPERATING | 4 | 2013-03-11
182622 | K6-0900 | Circuit Breaker, LCC USS-821, Breaker 6A | Circuit Breaker-LV Draw Out | ELV | PMHL | FOS | OPERATING | 4 | 2013-03-11
182623 | K6-0900 | Circuit Breaker, LCC USS-821, Breaker 6C | Circuit Breaker-LV Draw Out | ELV | PMHL | FOS | OPERATING | 4 | 2013-03-11
182624 | K6-0900 | Circuit Breaker, LCC USS-821, Breaker 6D | Circuit Breaker-LV Draw Out | ELV | PMHL | FOS | OPERATING | 4 | 2013-03-11
182625 | K6-0900 | Circuit Breaker, LCC USS-821, Breaker 2B | Circuit Breaker-LV Draw Out | ELV | PMHL | FOS | OPERATING | 4 | 2013-03-11
182626 | K6-0900 | Circuit Breaker, LCC USS-821, Breaker 3D | Circuit Breaker-LV Draw Out | ELV | PMHL | FOS | OPERATING | 4 | 2013-03-11
182627 | K6-0900 | Circuit Breaker, LCC USS-821, Breaker 5B | Circuit Breaker-LV Draw Out | ELV | PMHL | FOS | OPERATING | 4 | 2013-03-11
182628 | K6-0900 | Circuit Breaker, LCC USS-821, Breaker 2C | Circuit Breaker-LV Draw Out | ELV | PMHL | FOS | OPERATING | 4 | 2013-03-11
182629 | K6-0900 | Circuit Breaker, LCC USS-821, Breaker 6B | Circuit Breaker-LV Draw Out | ELV | PMHL | FOS | OPERATING | 4 | 2013-03-11
183395 | M6-0138 | SS-138,Â Substation Secondary, CD&SC | Substation-LV-Draw Out | ELV | PM | FOS | OPERATING | 4 | 2018-08-26
183426 | K6-1547 | Compressed Air System, Logistics Packing Area | Compressors-Air-Reciprocating | HVC | PM | FOS | OPERATING | 3 | 2024-02-16
184894 | K6-0848 | Circuit Breaker, VAB Tower B USS-802, breaker 3C | Circuit Breaker-LV Draw Out | ELV | PMHL | FOS | OPERATING | 4 | 2013-08-27
184895 | K6-0848 | Circuit Breaker, VAB Tower B USS-802, breaker 5A | Circuit Breaker-LV Draw Out | ELV | PMHL | FOS | OPERATING | 3 | 2013-08-30
184896 | K6-0848 | Circuit Breaker, VAB Tower B USS-802, breaker 4C | Circuit Breaker-LV Draw Out | ELV | PMHL | FOS | OPERATING | 4 | 2013-08-27
184897 | K6-0848 | Circuit Breaker, VAB Tower B USS-802, breaker 4B | Circuit Breaker-LV Draw Out | ELV | PMHL | FOS | OPERATING | 4 | 2013-08-26
184898 | K6-0848 | Circuit Breaker, VAB Tower B USS-802, breaker 5B | Circuit Breaker-LV Draw Out | ELV | PMHL | FOS | OPERATING | 3 | 2013-08-27
184918 | K6-0848 | Circuit Breaker, VAB Tower B USS-802, breaker 3A | Circuit Breaker-LV Draw Out | ELV | PMHL | FOS | OPERATING | 4 | 2013-08-27
184919 | K6-0848 | Circuit Breaker, VAB Tower B USS-802, breaker 5C | Circuit Breaker-LV Draw Out | ELV | PMHL | FOS | OPERATING | 3 | 2013-08-30
184920 | K6-0848 | Circuit Breaker, VAB Tower B USS-802, breaker 4A | Circuit Breaker-LV Draw Out | ELV | PMHL | FOS | OPERATING | 4 | 2013-08-26
184921 | K6-0848 | Circuit Breaker, VAB Tower B USS-802, breaker 10C | Circuit Breaker-LV Draw Out | ELV | PMHL | FOS | OPERATING | 3 | 2013-04-15
184922 | K6-0848 | Circuit Breaker, VAB Tower B USS-802, breaker 9C | Circuit Breaker-LV Draw Out | ELV | PMHL | FOS | OPERATING | 3 | 2013-04-14
184923 | K6-0848 | Circuit Breaker, VAB Tower B USS-802, breaker 8B | Circuit Breaker-LV Draw Out | ELV | PMHL | FOS | OPERATING | 3 | 2013-04-14
184924 | K6-0848 | Circuit Breaker, VAB Tower B USS-802, breaker 9A | Circuit Breaker-LV Draw Out | ELV | PMHL | FOS | OPERATING | 3 | 2013-04-14
184925 | K6-0848 | Circuit Breaker, VAB Tower B USS-802, breaker 9B | Circuit Breaker-LV Draw Out | ELV | PMHL | FOS | OPERATING | 3 | 2013-04-15
184926 | K6-0848 | Circuit Breaker, VAB Tower B USS-802, breaker 8C | Circuit Breaker-LV Draw Out | ELV | PMHL | FOS | OPERATING | 3 | 2013-04-14
184927 | K6-0848 | Circuit Breaker, VAB Tower B USS-802, A-Side Main breaker | Circuit Breaker-LV Draw Out | ELV | PMHL | FOS | OPERATING | 4 | 2013-08-27
184960 | K6-1096 | Circuit Breaker, OSB-1 USS-1127, Breaker 4A | Circuit Breaker-LV Draw Out | ELV | PMHL | FOS | OPERATING | 4 | 2014-01-14
184961 | K6-1096 | Circuit Breaker, OSB-1 USS-1127, Breaker 6A | Circuit Breaker-LV Draw Out | ELV | PMHL | FOS | OPERATING | 3 | 2014-01-14
184963 | K6-1096 | Circuit Breaker, OSB-1 USS-1127, Breaker 5E | Circuit Breaker-LV Draw Out | ELV | PMHL | FOS | OPERATING | 3 | 2014-01-15
184964 | K6-1096 | Circuit Breaker, OSB-1 USS-1128, Breaker 4A | Circuit Breaker-LV Draw Out | ELV | PMHL | FOS | OPERATING | 2 | 2021-02-23
184965 | K6-1096 | Circuit Breaker, OSB-1 USS-1128, Breaker 5A | Circuit Breaker-LV Draw Out | ELV | PMHL | FOS | OPERATING | 4 | 2014-02-14
184966 | K6-1096 | Circuit Breaker, OSB-1 USS-1128, Breaker 6A | Circuit Breaker-LV Draw Out | ELV | PMHL | FOS | OPERATING | 4 | 2014-02-14
184967 | K6-1096 | Circuit Breaker, OSB-1 USS-1128, Breaker E5 | Circuit Breaker-LV Draw Out | ELV | PMHL | FOS | OPERATING | 3 | 2014-02-14
185064 | K6-0848 | Circuit Breaker, VAB Tower B USS-802, breaker 6A | Circuit Breaker-LV Draw Out | ELV | PMHL | FOS | OPERATING | 3 | 2013-04-15
185065 | K6-0848 | Circuit Breaker, VAB Tower B USS-802, breaker 7A | Circuit Breaker-LV Draw Out | ELV | PMHL | FOS | OPERATING | 3 | 2013-04-15
185066 | K6-0848 | Circuit Breaker, VAB Tower B USS-802, Tie breaker | Circuit Breaker-LV Draw Out | ELV | PMHL | FOS | OPERATING | 3 | 2013-04-15
185067 | K6-0848 | Circuit Breaker, VAB Tower B USS-802, B-Side Main breaker | Circuit Breaker-LV Draw Out | ELV | PMHL | FOS | OPERATING | 3 | 2013-04-14
186715 | J7-0337 | Circuit Breaker, USS-1040 A-Side Main Breaker | Circuit Breaker-LV Draw Out | ELV | PMHL | FOS | OPERATING | 4 | 2013-02-25
186716 | J7-0337 | Circuit Breaker, USS-1040 B-Side Main Breaker | Circuit Breaker-LV Draw Out | ELV | PMHL | FOS | OPERATING | 4 | 2013-02-25
186717 | J7-0337 | Circuit Breaker, USS-1040 -Tie Breaker | Circuit Breaker-LV Draw Out | ELV | PMHL | FOS | OPERATING | 2 | 2018-02-08
186718 | J7-0337 | Circuit Breaker, USS-1040 - breaker 2A | Circuit Breaker-LV Draw Out | ELV | PMHL | FOS | OPERATING | 3 | 2013-02-28
186719 | J7-0337 | Circuit Breaker, USS-1040 - breaker 2B | Circuit Breaker-LV Draw Out | ELV | PMHL | FOS | OPERATING | 4 | 2013-02-25
186720 | J7-0337 | Circuit Breaker, USS-1040 - breaker 2C | Circuit Breaker-LV Draw Out | ELV | PMHL | FOS | OPERATING | 4 | 2013-02-25
186721 | J7-0337 | Circuit Breaker, USS-1040 - breaker 2D | Circuit Breaker-LV Draw Out | ELV | PMHL | FOS | OPERATING | 2 | 2018-02-08
186722 | J7-0337 | Circuit Breaker, USS-1040 - breaker 3C | Circuit Breaker-LV Draw Out | ELV | PMHL | FOS | OPERATING | 3 | 2013-02-28
186723 | J7-0337 | Circuit Breaker, USS-1040 - breaker 3D | Circuit Breaker-LV Draw Out | ELV | PMHL | FOS | OPERATING | 2 | 2018-02-08
186724 | J7-0337 | Circuit Breaker, USS-1040 - breaker 6A | Circuit Breaker-LV Draw Out | ELV | PMHL | FOS | OPERATING | 4 | 2013-02-25
186725 | J7-0337 | Circuit Breaker, USS-1040 - breaker 6B | Circuit Breaker-LV Draw Out | ELV | PMHL | FOS | OPERATING | 1 | 2018-06-27
186726 | J7-0337 | Circuit Breaker, USS-1040 - breaker 3B | Circuit Breaker-LV Draw Out | ELV | PMHL | FOS | OPERATING | 3 | 2013-02-28
186727 | J7-0337 | Circuit Breaker, USS-1040 - breaker 6C | Circuit Breaker-LV Draw Out | ELV | PMHL | FOS | OPERATING | 2 | 2018-02-08
186728 | J7-0337 | Circuit Breaker, USS-1040 - breaker 6D | Circuit Breaker-LV Draw Out | ELV | PMHL | FOS | OPERATING | 2 | 2018-02-08
186729 | J7-0337 | Circuit Breaker, USS-1040 - breaker 7A | Circuit Breaker-LV Draw Out | ELV | PMHL | FOS | OPERATING | 4 | 2013-02-25
186730 | J7-0337 | Circuit Breaker, USS-1040 - breaker 7B | Circuit Breaker-LV Draw Out | ELV | PMHL | FOS | OPERATING | 2 | 2018-02-08
186836 | K7-0506 | Compressed Air System, Ordnance Facility | Compressors-Air-System | HVC | RTF | FOS | OPERATING | 4 | 2012-06-05
186837 | K7-0506 | Air Compressor, 2 HP, Quincy | Compressors-Air-Reciprocating | HVC | PM | FOS | OPERATING | 1 | 2024-04-10
186899 | M6-0138 | ATS-AB9, Automatic Transfer Switch, 600 Amp, 480 Volt | ATS | ELV | PM | FOS | OPERATING | 3 | 2021-09-06
186901 | M6-0138 | ATS-AB8, Automatic Transfer Switch, 600 Amp, 480 Volt | ATS | ELV | PM | FOS | OPERATING | 4 | 2023-06-07
186902 | M6-0138 | ATS-AB0, Automatic Transfer Switch, 600 Amp, 480 Volt | ATS | ELV | PM | FOS | OPERATING | 4 | 2023-06-07
186942 | J8-1708 | Battery Bank, Pad A, UPS-10A | Battery Bank-Lead Acid (VRLA) | ELV | N/A | NIC | NOT_IN_CONTRACT | 3 | 2013-02-20
186943 | J7-0337 | Battery Bank 40A, Pad B, UPS-40 | Battery Bank-Lead Acid (VRLA) | ELV | N/A | XSD | DECOMMISSIONED | 3 | 2018-01-23
187915 | M7-1059 | Air Compressor, 7.5 HP, Ingersol-Rand T30, 2 Stage, Model 2545 Duplex, 480 VAC | Compressors-Air-Reciprocating | HVC | PM | FOS | OPERATING | 4 | 2024-04-17
187918 | J8-2109 | Air Compressor, 7.5 HP, Ingersol-Rand T30, 2 Stage, Model 2545 Duplex, 480 VAC | Compressors-Air-Reciprocating | HVC | N/A | NIC | NOT_IN_CONTRACT | 4 | 2013-02-11
187920 | M7-1059 | Air Dryer, Ingersol-Rand RAD-1, Model TS75, Refrigerant R407C, 115 VAC | Refrigeration-Air Dryer | HVC | PM | FOS | OPERATING | 3 | 2023-10-26
189218 | K6-0848 | MCC-MCN, 400 Amp, 480 Volt | MCC | ELV | PM | FOS | OPERATING | 4 | 2023-10-10
189550 | M7-1362 | Air Compressor, 10 HP, Quincy, Diesel Driven | Compressors-Air-Reciprocating | HVC | N/A | NAB | DECOMMISSIONED | 4 | 2013-08-12
190814 | K6-0848 | SS-800,Â Substation Secondary, VAB,Â TowerÂ AÂ FloorÂ 10 | Substation-LV-Draw Out | ELV | PM | FOS | OPERATING | 3 | 2023-03-13
190815 | K6-0848 | SS-816,Â Substation Secondary, VAB,Â LowÂ BayÂ West | Substation-LV-Draw Out | ELV | PM | FOS | OPERATING | 4 | 2023-05-13
191015 | K6-0848 | Circuit Breaker, VAB LBW USS-816, A-Side Main Breaker | Circuit Breaker-LV Draw Out | ELV | PMHL | FOS | OPERATING | 4 | 2013-02-19
191016 | K6-0848 | Circuit Breaker, VAB LBW USS-816, Tie Breaker | Circuit Breaker-LV Draw Out | ELV | PMHL | FOS | OPERATING | 4 | 2013-02-19
191017 | K6-0848 | Circuit Breaker, VAB LBW USS-816, B-Side Main Breaker | Circuit Breaker-LV Draw Out | ELV | PMHL | FOS | OPERATING | 4 | 2013-02-19
191018 | K6-0848 | Circuit Breaker, VAB LBW USS-816, Breaker 1C | Circuit Breaker-LV Draw Out | ELV | PMHL | FOS | OPERATING | 4 | 2013-02-19
191019 | K6-0848 | Circuit Breaker, VAB LBW USS-816, Breaker 2A | Circuit Breaker-LV Draw Out | ELV | PMHL | FOS | OPERATING | 4 | 2013-02-19
191020 | K6-0848 | Circuit Breaker, VAB LBW USS-816, Breaker 2B | Circuit Breaker-LV Draw Out | ELV | PMHL | FOS | OPERATING | 4 | 2013-02-19
191021 | K6-0848 | Circuit Breaker, VAB LBW USS-816, Breaker 2C | Circuit Breaker-LV Draw Out | ELV | PMHL | FOS | OPERATING | 4 | 2013-02-19
191023 | K6-0848 | Circuit Breaker, VAB LBW USS-816, Breaker 2D | Circuit Breaker-LV Draw Out | ELV | PMHL | FOS | OPERATING | 4 | 2013-02-19
191025 | K6-0848 | Circuit Breaker, VAB LBW USS-816, Breaker 3B | Circuit Breaker-LV Draw Out | ELV | PMHL | FOS | OPERATING | 4 | 2013-02-19
191026 | K6-0848 | Circuit Breaker, VAB LBW USS-816, Breaker 3C | Circuit Breaker-LV Draw Out | ELV | PMHL | FOS | OPERATING | 4 | 2013-02-19
191027 | K6-0848 | Circuit Breaker, VAB LBW USS-816, Breaker 3D | Circuit Breaker-LV Draw Out | ELV | PMHL | FOS | OPERATING | 4 | 2013-02-19
191028 | K6-0848 | Circuit Breaker, VAB LBW USS-816, Breaker 4A | Circuit Breaker-LV Draw Out | ELV | PMHL | FOS | OPERATING | 4 | 2013-02-19
191029 | K6-0848 | Circuit Breaker, VAB LBW USS-816, Breaker 4B | Circuit Breaker-LV Draw Out | ELV | PMHL | FOS | OPERATING | 4 | 2013-02-19
191030 | K6-0848 | Circuit Breaker, VAB LBW USS-816, Breaker 4C | Circuit Breaker-LV Draw Out | ELV | PMHL | FOS | OPERATING | 4 | 2013-02-19
191031 | K6-0848 | Circuit Breaker, VAB LBW USS-816, Breaker 4D | Circuit Breaker-LV Draw Out | ELV | PMHL | FOS | OPERATING | 4 | 2013-02-19
191032 | K6-0848 | Circuit Breaker, VAB LBW USS-816, Breaker 6A | Circuit Breaker-LV Draw Out | ELV | PMHL | FOS | OPERATING | 4 | 2013-02-19
191033 | K6-0848 | Circuit Breaker, VAB LBW USS-816, Breaker 6D | Circuit Breaker-LV Draw Out | ELV | PMHL | FOS | OPERATING | 4 | 2013-02-19
191034 | K6-0848 | Circuit Breaker, VAB LBW USS-816, Breaker 7A | Circuit Breaker-LV Draw Out | ELV | PMHL | FOS | OPERATING | 4 | 2013-02-19
191035 | K6-0848 | Circuit Breaker, VAB LBW USS-816, Breaker 7B | Circuit Breaker-LV Draw Out | ELV | PMHL | FOS | OPERATING | 3 | 2013-02-19
191036 | K6-0848 | Circuit Breaker, VAB LBW USS-816, Breaker 7C | Circuit Breaker-LV Draw Out | ELV | PMHL | FOS | OPERATING | 4 | 2013-02-19
191037 | K6-0848 | Circuit Breaker, VAB LBW USS-816, Breaker 7D | Circuit Breaker-LV Draw Out | ELV | PMHL | FOS | OPERATING | 4 | 2013-02-21
191038 | K6-0848 | Circuit Breaker, VAB LBW USS-816, Breaker 8A | Circuit Breaker-LV Draw Out | ELV | PMHL | FOS | OPERATING | 4 | 2013-02-19
191039 | K6-0848 | Circuit Breaker, VAB LBW USS-816, Breaker 8B | Circuit Breaker-LV Draw Out | ELV | PMHL | FOS | OPERATING | 3 | 2013-02-19
191040 | K6-0848 | Circuit Breaker, VAB LBW USS-816, Breaker 8C | Circuit Breaker-LV Draw Out | ELV | PMHL | FOS | OPERATING | 4 | 2013-02-19
191041 | K6-0848 | Circuit Breaker, VAB LBW USS-816, Breaker 8D | Circuit Breaker-LV Draw Out | ELV | PMHL | FOS | OPERATING | 4 | 2013-02-21
191042 | K6-0848 | Circuit Breaker, VAB LBW USS-816, Breaker 9C | Circuit Breaker-LV Draw Out | ELV | PMHL | FOS | OPERATING | 4 | 2013-02-21
191605 | K6-0848 | ATS-137, Automatic Transfer Switch, VAB | ATS | ELV | PM | FOS | OPERATING | 4 | 2023-03-01
191606 | K6-0848 | ATS-136, Automatic Transfer Switch, VAB | ATS | ELV | PM | FOS | OPERATING | 4 | 2023-03-01
192017 | J7-0585 | Circuit Breaker, Pad-B USS-1023, breaker 5C | Circuit Breaker-LV Draw Out | ELV | N/A | XSD | DECOMMISSIONED | 4 | 2012-06-27
192018 | J7-0585 | Circuit Breaker, Pad-B USS-1023, breaker 2A | Circuit Breaker-LV Draw Out | ELV | PMHL | FOS | OPERATING | 4 | 2012-06-27
192019 | J7-0585 | Circuit Breaker, Pad-B USS-1023, A-Side Main Breaker | Circuit Breaker-LV Draw Out | ELV | PMHL | FOS | OPERATING | 4 | 2012-06-27
192020 | J7-0585 | Circuit Breaker, Pad-B USS-1023, breaker 2B | Circuit Breaker-LV Draw Out | ELV | PMHL | FOS | OPERATING | 4 | 2012-06-27
192021 | J7-0585 | Circuit Breaker, Pad-B USS-1023, breaker 2D | Circuit Breaker-LV Draw Out | ELV | PMHL | FOS | OPERATING | 4 | 2012-06-27
192022 | J7-0585 | Circuit Breaker, Pad-B USS-1023, breaker 3A | Circuit Breaker-LV Draw Out | ELV | PMHL | FOS | OPERATING | 4 | 2012-06-27
192023 | J7-0585 | Circuit Breaker, Pad-B USS-1023, Tie Breaker | Circuit Breaker-LV Draw Out | ELV | PMHL | FOS | OPERATING | 4 | 2012-06-27
192024 | J7-0585 | Circuit Breaker, Pad-B USS-1023, breaker 5A | Circuit Breaker-LV Draw Out | ELV | PMHL | FOS | OPERATING | 4 | 2012-06-27
192025 | J7-0585 | Circuit Breaker, Pad-B USS-1023, breaker 5D | Circuit Breaker-LV Draw Out | ELV | PMHL | FOS | OPERATING | 4 | 2012-06-27
192027 | J7-0585 | Circuit Breaker, Pad-B USS-1023, breaker 6D | Circuit Breaker-LV Draw Out | ELV | PMHL | FOS | OPERATING | 4 | 2012-06-27
192028 | J7-0585 | Circuit Breaker, Pad-B USS-1023, B-Side Main Breaker | Circuit Breaker-LV Draw Out | ELV | PMHL | FOS | OPERATING | 4 | 2012-06-27
193441 | K6-0848 | Circuit Breaker, VAB LBW USS-816, Breaker 3A | Circuit Breaker-LV Draw Out | ELV | PMHL | FOS | OPERATING | 4 | 2013-02-19
193715 | K6-0794 | Circuit Breaker, TPSF USS-845, A-Side Main Breaker | Circuit Breaker-LV Draw Out | ELV | PMHL | FOS | OPERATING | 4 | 2012-07-17
193716 | K6-0794 | Circuit Breaker, TPSF USS-845, Tie Breaker | Circuit Breaker-LV Draw Out | ELV | PMHL | FOS | OPERATING | 4 | 2012-07-17
193717 | K6-0794 | Circuit Breaker, TPSF USS-845, B-Side Main Breaker | Circuit Breaker-LV Draw Out | ELV | PMHL | FOS | OPERATING | 4 | 2012-07-17
193718 | K6-0794 | Circuit Breaker, TPSF USS-845, breaker 1C | Circuit Breaker-LV Draw Out | ELV | PMHL | FOS | OPERATING | 4 | 2012-07-17
193719 | K6-0794 | Circuit Breaker, TPSF USS-845, breaker 2C | Circuit Breaker-LV Draw Out | ELV | PMHL | FOS | OPERATING | 4 | 2012-07-17
193720 | K6-0794 | Circuit Breaker, TPSF USS-845, breaker 4C | Circuit Breaker-LV Draw Out | ELV | PMHL | FOS | OPERATING | 4 | 2012-07-17
193721 | K6-0794 | Circuit Breaker, TPSF USS-845, breaker 4D | Circuit Breaker-LV Draw Out | ELV | PMHL | FOS | OPERATING | 4 | 2012-07-17
193722 | K6-0794 | Circuit Breaker, TPSF USS-845, breaker 1D | Circuit Breaker-LV Draw Out | ELV | PMHL | FOS | OPERATING | 4 | 2012-07-17
193775 | K6-0894 | ATS-64, Distribution Panel, Panel LPA2 | ATS | ELV | N/A | XSD | DECOMMISSIONED | 4 | 2016-07-20
193978 | J8-1708 | USS-930 Substation, Hoist, Pad A FSS/RSS | Hoist | MEC | N/A | NIC | NOT_IN_CONTRACT | 4 | 2012-06-22
193989 | J8-1708 | ATS-69, Automatic Transfer Switch, (Pad A, PTCR Room 210) | ATS | ELV | N/A | NIC | NOT_IN_CONTRACT | 4 | 2013-01-02
194094 | J8-1708 | ATS-123, Automatic Transfer Switch, Pad-A, 100 Amp | ATS | ELV | N/A | NIC | NOT_IN_CONTRACT | 4 | 2013-01-02
194095 | J8-1708 | ATS-124, Automatic Transfer Switch, Pad-A, 100 Amp | ATS | ELV | N/A | NIC | NOT_IN_CONTRACT | 4 | 2012-12-19
194205 | J8-1708 | Circuit Breaker, Pad-A USS-950A, breaker 1A | Circuit Breaker-LV Draw Out | ELV | N/A | NIC | NOT_IN_CONTRACT | 4 | 2012-11-01
194207 | J8-1708 | Circuit Breaker, Pad-A USS-950A, breaker 1B | Circuit Breaker-LV Draw Out | ELV | N/A | NIC | NOT_IN_CONTRACT | 4 | 2012-11-01
194276 | J8-1708 | USS-952 Hoist, Pad A | Hoist | MEC | N/A | NIC | NOT_IN_CONTRACT | 4 | 2012-06-22
194369 | K6-0900 | Motor Control Center MCC-A, 480V, 800A, 3 Phase | MCC | ELV | PM | FOS | OPERATING | 4 | 2023-02-16
194370 | K6-0900 | Motor Control Center MCC-F, 480V, 800A, 3 Phase, GE | MCC | ELV | PM | FOS | OPERATING | 4 | 2023-05-20
194555 | K6-0848 | Circuit Breaker, VAB Tower D USS-806, breaker 6A | Circuit Breaker-LV Draw Out | ELV | PMHL | FOS | OPERATING | 4 | 2012-11-06
194556 | K6-0848 | Circuit Breaker, VAB Tower D USS-806, breaker 7A | Circuit Breaker-LV Draw Out | ELV | PMHL | FOS | OPERATING | 4 | 2012-11-06
194897 | K6-0848 | Grounding System, VAB Facility | Grounding | ELV | N/A | XSD | DECOMMISSIONED | 4 | 2014-04-08
195148 | K6-0894 | Grounding System, OPF-1 Facility | Grounding-Ord | ELV | PM | FOS | OPERATING | 3 | 2023-10-10
195812 | J8-1708 | Circuit Breaker, Pad-A USS-922, B-side Main breaker | Circuit Breaker-LV Draw Out | ELV | N/A | NIC | NOT_IN_CONTRACT | 4 | 2012-05-14
195813 | J8-1708 | Circuit Breaker, Pad-A USS-922, A-side Main breaker | Circuit Breaker-LV Draw Out | ELV | N/A | NIC | NOT_IN_CONTRACT | 4 | 2012-05-17
195814 | J8-1708 | Circuit Breaker, Pad-A USS-922, breaker 2A | Circuit Breaker-LV Draw Out | ELV | N/A | NIC | NOT_IN_CONTRACT | 5 | 2012-05-22
195815 | J8-1708 | Circuit Breaker, Pad-A USS-922, breaker 2B | Circuit Breaker-LV Draw Out | ELV | N/A | NIC | NOT_IN_CONTRACT | 4 | 2012-05-18
195816 | J8-1708 | Circuit Breaker, Pad-A USS-922, breaker 2D | Circuit Breaker-LV Draw Out | ELV | N/A | NIC | NOT_IN_CONTRACT | 4 | 2012-05-18
195817 | J8-1708 | Circuit Breaker, Pad-A USS-922, breaker 5A | Circuit Breaker-LV Draw Out | ELV | N/A | NIC | NOT_IN_CONTRACT | 4 | 2012-05-25
195818 | J8-1708 | Circuit Breaker, Pad-A USS-922, breaker 5C | Circuit Breaker-LV Draw Out | ELV | N/A | NIC | NOT_IN_CONTRACT | 4 | 2012-05-17
195819 | J8-1708 | Circuit Breaker, Pad-A USS-922, breaker 3A | Circuit Breaker-LV Draw Out | ELV | N/A | NIC | NOT_IN_CONTRACT | 4 | 2012-05-17
195820 | J8-1708 | Circuit Breaker, Pad-A USS-922, breaker 5D | Circuit Breaker-LV Draw Out | ELV | N/A | NIC | NOT_IN_CONTRACT | 4 | 2012-05-17
195821 | J8-1708 | Circuit Breaker, Pad-A USS-922, breaker 6C | Circuit Breaker-LV Draw Out | ELV | N/A | NIC | NOT_IN_CONTRACT | 4 | 2012-05-14
195822 | J8-1708 | Circuit Breaker, Pad-A USS-922, breaker 6D | Circuit Breaker-LV Draw Out | ELV | N/A | NIC | NOT_IN_CONTRACT | 4 | 2012-05-17
195823 | J8-1708 | Circuit Breaker, Pad-A USS-922, Tie breaker | Circuit Breaker-LV Draw Out | ELV | N/A | NIC | NOT_IN_CONTRACT | 4 | 2012-05-14
196108 | J7-0337 | Battery Bank 41, Pad B, UPS-41 | Battery Bank-Lead Acid (VRLA) | ELV | N/A | XSD | DECOMMISSIONED | 3 | 2015-06-10
196110 | J8-1708 | Battery Bank, Pad A, UPS-11 | Battery Bank-Lead Acid (VRLA) | ELV | N/A | NIC | NOT_IN_CONTRACT | 4 | 2012-08-06
196111 | J8-1708 | Battery Bank, Pad A, UPS-11A | Battery Bank-Lead Acid (VRLA) | ELV | N/A | NIC | NOT_IN_CONTRACT | 4 | 2012-08-10
196195 | K6-0848 | USS-808 Hoist, VAB, K6-0848, Tower E, Floor 11 | Hoist | MEC | N/A | XSD | DECOMMISSIONED | 4 | 2016-07-06
196196 | K6-0894 | USS-840 Hoist | Hoist | MEC | PM | FOS | OPERATING | 4 | 2022-06-27
196197 | K6-0894 | USS-841 Hoist, K6-0894, Rm 125 | Hoist | MEC | PM | FOS | OPERATING | 4 | 2022-06-27
196199 | J7-0337 | USS-1023 Hoist, Pad B | Hoist | MEC | PM | FOS | OPERATING | 4 | 2020-10-02
196200 | J7-0337 | USS-1040 Hoist, Pad B | Hoist | MEC | PM | FOS | OPERATING | 4 | 2020-10-02
196201 | K6-1696 | USS-1139 Hoist, K6-1696 | Hoist | MEC | PM | FOS | OPERATING | 4 | 2020-08-07
196368 | K6-0894 | ATS-65, Automatic Transfer Switch, OPF | ATS | ELV | PM | FOS | OPERATING | 4 | 2019-02-14
196397 | K7-0569 | Air Compressor, 5 HP | Compressors-Air-Reciprocating | HVC | N/A | XSD | DECOMMISSIONED | 3 | 2018-12-14
196512 | J7-0337 | Circuit Breaker, Pad-B USS-1052, breaker 5C | Circuit Breaker-LV Draw Out | ELV | PMHL | FOS | OPERATING | 3 | 2013-06-04
196513 | J7-0337 | Circuit Breaker, Pad-B USS-1052, breaker 6A | Circuit Breaker-LV Draw Out | ELV | PMHL | FOS | OPERATING | 3 | 2013-06-04
196514 | J7-0337 | Circuit Breaker, Pad-B USS-1052, breaker 6C | Circuit Breaker-LV Draw Out | ELV | PMHL | FOS | OPERATING | 3 | 2013-06-04
196515 | J7-0337 | Circuit Breaker, Pad-B USS-1052, breaker 2A | Circuit Breaker-LV Draw Out | ELV | PMHL | FOS | OPERATING | 3 | 2013-06-05
196516 | J7-0337 | Circuit Breaker, Pad-B USS-1052, breaker 2B | Circuit Breaker-LV Draw Out | ELV | PMHL | FOS | OPERATING | 3 | 2013-06-05
196517 | J7-0337 | Circuit Breaker, Pad-B USS-1052, breaker 2C | Circuit Breaker-LV Draw Out | ELV | PMHL | FOS | OPERATING | 3 | 2013-06-05
196518 | J7-0337 | Circuit Breaker, Pad-B USS-1052, breaker 2D | Circuit Breaker-LV Draw Out | ELV | PMHL | FOS | OPERATING | 3 | 2013-06-04
196519 | J7-0337 | Circuit Breaker, Pad-B USS-1052, breaker 3A | Circuit Breaker-LV Draw Out | ELV | PMHL | FOS | OPERATING | 3 | 2013-06-06
196520 | J7-0337 | CircuitÂ Breaker,Â Pad-BÂ USS-1052,Â breakerÂ 5A | Circuit Breaker-LV Draw Out | ELV | PMHL | FOS | OPERATING | 3 | 2013-06-04
196521 | J7-0337 | Circuit Breaker, Pad-B USS-1052, breaker 5D | Circuit Breaker-LV Draw Out | ELV | PMHL | FOS | OPERATING | 3 | 2018-02-08
196522 | J7-0337 | SS-1052,Â Substation Secondary, PadÂ B | Substation-LV-Draw Out | ELV | PM | FOS | OPERATING | 4 | 2023-08-06
196523 | J7-0337 | USS-1052 Substation, Hoist, Pad B PTCR | Hoist | MEC | PM | FOS | OPERATING | 4 | 2020-10-02
196524 | J7-0337 | Circuit Breaker, Pad-B USS-1052, B-Side Main breaker | Circuit Breaker-LV Draw Out | ELV | PMHL | FOS | OPERATING | 3 | 2013-06-04
196525 | J7-0337 | Circuit Breaker, Pad-B USS-1052, A-Side Main breaker | Circuit Breaker-LV Draw Out | ELV | PMHL | FOS | OPERATING | 3 | 2013-06-03
196527 | J7-0337 | USS-1052 A Side Bus, Pad B | Bus-LV | ELV | PMHL | FOS | OPERATING | 3 | 2013-06-06
196528 | J7-0337 | USS-1052 B Side Bus, Pad B | Bus-LV | ELV | PMHL | FOS | OPERATING | 3 | 2013-06-06
196529 | J7-0337 | Circuit Breaker, Pad-B USS-1052, Tie breaker | Circuit Breaker-LV Draw Out | ELV | PMHL | FOS | OPERATING | 4 | 2013-06-04
197060 | J8-1708 | ATS-32, Automatic Transfer Switch, Pad-A | ATS | ELV | N/A | NIC | NOT_IN_CONTRACT | 4 | 2012-12-19
197309 | K6-0900 | Controls, PLC [FIC0011] | Controls-PLC | ELV | RTF | FOS | OPERATING | 4 | 2012-10-20
197730 | MLP-3 | Field Interface Controller, MLP-3 ODMS, Modicon [FIC0049] | Battery-Controls | ELV | N/A | NAB | ABANDONED | 4 | 2012-11-06
197745 | K6-1249 | UPS-26,Â 9315-50,Â 50KVA, 480VAC Out, OSBÂ II [FIC0271] | UPS-Self Contained | ELV | PM | FOS | OPERATING | 4 | 2024-03-13
197746 | K6-1249 | UPS-27,Â 9315-50,Â 50KVA, 480VAC Out, OSBÂ II [FIC0273] | UPS-Life Safety | ELV | PM | FOS | OPERATING | 3 | 2024-03-12
198192 | K6-0494 | USS-858 A Side Bus RPSF | Bus-LV | ELV | PMHL | FOS | OPERATING | 4 | 2012-07-18
198193 | K6-0494 | USS-858 B Side Bus RPSF | Bus-LV | ELV | PMHL | FOS | OPERATING | 4 | 2012-07-18
198195 | K6-0494 | SS-858,Â Substation Secondary, RPSF | Substation-LV-Draw Out | ELV | PM | FOS | OPERATING | 4 | 2022-10-23
198196 | K6-0494 | Circuit Breaker, RPSF USS-858, breaker 2A | Circuit Breaker-LV Draw Out | ELV | PMHL | FOS | OPERATING | 4 | 2012-07-19
198197 | K6-0494 | Circuit Breaker, RPSF USS-858, breaker 2B | Circuit Breaker-LV Draw Out | ELV | PMHL | FOS | OPERATING | 4 | 2012-07-18
198198 | K6-0494 | Circuit Breaker, RPSF USS-858, breaker 5B | Circuit Breaker-LV Draw Out | ELV | PMHL | FOS | OPERATING | 4 | 2012-07-18
198199 | K6-0494 | Circuit Breaker, RPSF USS-858, A-Side Main Breaker | Circuit Breaker-LV Draw Out | ELV | PMHL | FOS | OPERATING | 4 | 2012-07-18
198200 | K6-0494 | Circuit Breaker, RPSF USS-858, B-Side Main Breaker | Circuit Breaker-LV Draw Out | ELV | PMHL | FOS | OPERATING | 4 | 2012-07-18
198201 | K6-0494 | Circuit Breaker, RPSF USS-858, Tie Breaker | Circuit Breaker-LV Draw Out | ELV | PMHL | FOS | OPERATING | 4 | 2012-07-18
198209 | K6-0494 | Circuit Breaker, RPSF USS-858, breaker 5A | Circuit Breaker-LV Draw Out | ELV | PMHL | FOS | OPERATING | 4 | 2012-07-18
198282 | K6-0794 | USS-845 A Side Bus, K6-0794 TPSF Substation | Bus-LV | ELV | PMHL | FOS | OPERATING | 4 | 2012-07-17
198284 | K6-0794 | USS-845 B Side Bus, K6-0794 TPSF Substation | Bus-LV | ELV | PMHL | FOS | OPERATING | 4 | 2012-07-17
205577 | K6-0894 | SS-840, Substation Secondary,Â OPF-1&2 | Substation-LV-Draw Out | ELV | PM | FOS | OPERATING | 4 | 2018-06-11
205800 | K6-1249 | Compressor, 10HP, Quincy | Compressors-Air-Reciprocating | HVC | PM | FOS | OPERATING | 3 | 2024-03-23
205815 | K6-1193 | SS-833,Â Substation Secondary,Â VABR | Substation-LV-Draw Out | ELV | PM | FOS | OPERATING | 3 | 2023-06-11
205818 | K6-0495 | Air Compressor, Twin 10 HP, Quincy | Compressors-Air-Screw | HVC | PM | FOS | OPERATING | 3 | 2024-04-12
206423 | J8-1708 | USS-926 Substation, Hoist, Pad A, High Pressure Gas | Hoist | MEC | N/A | NIC | NOT_IN_CONTRACT | 4 | 2012-06-25
206452 | J8-1708 | ATS-127, Automatic Transfer Switch, (Pad-A, ESC Room) | ATS | ELV | N/A | NIC | NOT_IN_CONTRACT | 4 | 2012-12-20
206502 | H5-2274 | Automatic Transfer Switch, ATS-28, 208 Volt, 260 Amp, ASCO | ATS | ELV | N/A | XSD | DECOMMISSIONED | 4 | 2012-05-22
206504 | J5-0583 | Automatic Transfer Switch, ATS-27, 208 Volt, 260 Amp, ASCO | ATS | ELV | N/A | XSD | DECOMMISSIONED | 4 | 2012-05-23
206506 | J5-2000 | Automatic Transfer Switch, ATS-26, 208 Volt, 260 Amp, ASCO | ATS | ELV | N/A | XSD | DECOMMISSIONED | 4 | 2012-05-23
206744 | J8-1708 | Circuit Breaker, Pad-A USS-950A, breaker 1C | Circuit Breaker-LV Draw Out | ELV | N/A | NIC | NOT_IN_CONTRACT | 4 | 2012-11-01
206745 | J8-1708 | Circuit Breaker, Pad-A USS-950A, breaker 1D | Circuit Breaker-LV Draw Out | ELV | N/A | NIC | NOT_IN_CONTRACT | 4 | 2012-11-01
206746 | J8-1708 | Circuit Breaker, Pad-A USS-950A, breaker 2A | Circuit Breaker-LV Draw Out | ELV | N/A | NIC | NOT_IN_CONTRACT | 4 | 2012-10-31
206747 | J8-1708 | Circuit Breaker, Pad-A USS-950A, breaker 2B | Circuit Breaker-LV Draw Out | ELV | N/A | NIC | NOT_IN_CONTRACT | 4 | 2012-11-01
206748 | J8-1708 | Circuit Breaker, Pad-A USS-950A, breaker 2C | Circuit Breaker-LV Draw Out | ELV | N/A | NIC | NOT_IN_CONTRACT | 4 | 2012-10-31
206749 | J8-1708 | Circuit Breaker, Pad-A USS-950A, breaker 2D | Circuit Breaker-LV Draw Out | ELV | N/A | NIC | NOT_IN_CONTRACT | 4 | 2012-10-31
206750 | J8-1708 | Circuit Breaker, Pad-A USS-950A, breaker 3B | Circuit Breaker-LV Draw Out | ELV | N/A | NIC | NOT_IN_CONTRACT | 4 | 2012-11-01
206751 | J8-1708 | Circuit Breaker, Pad-A USS-950A, breaker 3C | Circuit Breaker-LV Draw Out | ELV | N/A | NIC | NOT_IN_CONTRACT | 4 | 2012-11-01
206753 | J8-1708 | USS-950A Substation Bus, Pad-A | Bus-LV | ELV | N/A | NIC | NOT_IN_CONTRACT | 4 | 2012-11-01
206754 | J8-1708 | USS-950-A Substation Hoist | Hoist | MEC | N/A | NIC | NOT_IN_CONTRACT | 5 | 2012-06-22
206760 | J8-1708 | USS-950B Substation Hoist | Hoist | MEC | N/A | NIC | NOT_IN_CONTRACT | 5 | 2012-06-22
206775 | J8-1708 | SS-950A, Substation Secondary, Pad A | Substation-LV-Draw Out | ELV | N/A | NIC | NOT_IN_CONTRACT | 4 | 2012-11-01
206811 | K6-0848 | Circuit Breaker, VAB Tower B USS-802, breaker 8A | Circuit Breaker-LV Draw Out | ELV | PMHL | FOS | OPERATING | 3 | 2013-04-14
206845 | J7-0585 | Circuit Breaker, Pad-B USS-1023, breaker 6C | Circuit Breaker-LV Draw Out | ELV | PMHL | FOS | OPERATING | 4 | 2012-06-27
206905 | MLP-3 | Circuit Breaker, MLP-3 USS-928, Breaker 4B | Circuit Breaker-LV Draw Out | ELV | N/A | NAB | ABANDONED | 4 | 2012-10-29
206910 | MLP-3 | Circuit Breaker, MLP-3 USS-928, Breaker 3A | Circuit Breaker-LV Draw Out | ELV | N/A | NAB | ABANDONED | 4 | 2012-10-29
206914 | MLP-3 | Circuit Breaker, MLP-3 USS-928, Breaker 3B | Circuit Breaker-LV Draw Out | ELV | N/A | NAB | ABANDONED | 4 | 2012-11-01
206915 | MLP-3 | Circuit Breaker, MLP-3 USS-928, Breaker 4A | Circuit Breaker-LV Draw Out | ELV | N/A | NAB | ABANDONED | 4 | 2012-10-26
206917 | MLP-3 | Circuit Breaker, MLP-3 USS-928, Breaker 4C | Circuit Breaker-LV Draw Out | ELV | N/A | NAB | ABANDONED | 4 | 2012-10-26
206918 | MLP-3 | Circuit Breaker, MLP-3 USS-928, Breaker 4D | Circuit Breaker-LV Draw Out | ELV | N/A | NAB | ABANDONED | 4 | 2012-10-26
206919 | MLP-3 | Circuit Breaker, MLP-3 USS-928, Tie Breaker | Circuit Breaker-LV Draw Out | ELV | N/A | NAB | ABANDONED | 4 | 2012-10-26
206920 | MLP-3 | Circuit Breaker, MLP-3 USS-928, Breaker 7C | Circuit Breaker-LV Draw Out | ELV | N/A | NAB | ABANDONED | 4 | 2012-10-26
206933 | MLP-3 | Circuit Breaker, MLP-3 USS-928, Breaker 8C | Circuit Breaker-LV Draw Out | ELV | N/A | NAB | ABANDONED | 4 | 2012-10-26
206934 | MLP-3 | Circuit Breaker, MLP-3 USS-928, Breaker 8B | Circuit Breaker-LV Draw Out | ELV | N/A | NAB | ABANDONED | 4 | 2012-10-26
206935 | MLP-3 | Circuit Breaker, MLP-3 USS-928, Breaker 9C | Circuit Breaker-LV Draw Out | ELV | N/A | NAB | ABANDONED | 4 | 2012-10-26
206936 | MLP-3 | Circuit Breaker, MLP-3 USS-928, Breaker 9B | Circuit Breaker-LV Draw Out | ELV | N/A | NAB | ABANDONED | 4 | 2012-10-26
206937 | MLP-3 | Circuit Breaker, MLP-3 USS-928, B-Side Main Breaker | Circuit Breaker-LV Draw Out | ELV | N/A | NAB | ABANDONED | 4 | 2012-10-26
206960 | MLP-3 | Circuit Breaker, MLP-3 USS-928, A-Side Main Breaker | Circuit Breaker-LV Draw Out | ELV | N/A | NAB | ABANDONED | 4 | 2012-10-26
206961 | MLP-3 | Circuit Breaker, MLP-3 USS-928, Breaker 3C | Circuit Breaker-LV Draw Out | ELV | N/A | NAB | ABANDONED | 4 | 2012-10-26
206969 | MLP-3 | Circuit Breaker, MLP-3 USS-928, Breaker 3D | Circuit Breaker-LV Draw Out | ELV | N/A | NAB | ABANDONED | 4 | 2012-10-26
206978 | J8-1708 | Field Interface Controller, Pad A, Modicon [FIC0051] | Battery-Controls | ELV | N/A | NIC | NOT_IN_CONTRACT | 4 | 2012-11-06
207204 | K6-0848 | Controls, PLC [FIC0005] | Controls-PLC | ELV | RTF | FOS | OPERATING | 4 | 2015-11-09
207205 | K6-0894 | Controls, PLC [FIC0015] | Controls-PLC | ELV | RTF | FOS | OPERATING | 4 | 2016-01-27
207206 | UK-0027 | Field Interface Controller, SLF 60 Hertz, Modicon [FIC0027] | Battery-Controls | ELV | N/A | XSD | NOT_IN_CONTRACT | 5 | 2015-11-03
207209 | M6-0138 | Controls, PLC [FIC0075] | Controls-PLC | ELV | RTF | FOS | OPERATING | 4 | 2015-11-09
207210 | K6-0696 | Field Interface Controller, Modicon [FIC0085] | Battery-Controls | ELV | N/A | NIC | NOT_IN_CONTRACT | 4 | 2014-10-28
207213 | K6-1193 | Controls, PLC [FIC0097] | Controls-PLC | ELV | RTF | FOS | OPERATING | 4 | 2015-11-09
207460 | K6-0848 | Circuit Breaker, VAB Tower C USS-804, breaker 5A | Circuit Breaker-LV Draw Out | ELV | PMHL | FOS | OPERATING | 3 | 2013-05-14
207461 | K6-0848 | Circuit Breaker, VAB Tower C USS-804, breaker 6C | Circuit Breaker-LV Draw Out | ELV | PMHL | FOS | OPERATING | 3 | 2013-05-14
207667 | MLP-3 | Circuit Breaker, MLP-3 USS-928, Breaker 5D | Circuit Breaker-LV Draw Out | ELV | N/A | NAB | ABANDONED | 4 | 2012-10-26
207668 | MLP-3 | Circuit Breaker, MLP-3 USS-928, Breaker 8A | Circuit Breaker-LV Draw Out | ELV | N/A | NAB | ABANDONED | 4 | 2012-10-26
207669 | MLP-3 | Circuit Breaker, MLP-3 USS-928, Breaker 8D | Circuit Breaker-LV Draw Out | ELV | N/A | NAB | ABANDONED | 4 | 2012-10-26
207807 | J8-1708 | SS-922, Substation Secondary, Pad A | Substation-LV-Draw Out | ELV | N/A | NIC | NOT_IN_CONTRACT | 4 | 2012-05-18
207808 | J8-1708 | USS-922, B-Side Bus, Pad-A | Bus-LV | ELV | N/A | NIC | NOT_IN_CONTRACT | 4 | 2012-05-14
207809 | J8-1708 | USS-922, A-Side Bus, Pad-A | Bus-LV | ELV | N/A | NIC | NOT_IN_CONTRACT | 4 | 2012-05-14
207810 | J8-1708 | USS-922 Hoist, Pad A HFF/ Main Gate | Hoist | MEC | N/A | NIC | NOT_IN_CONTRACT | 5 | 2012-05-14
208735 | K6-1249 | SS-1149,Â Substation Secondary, OSB-2 | Substation-LV-Draw Out | ELV | PM | FOS | OPERATING | 4 | 2023-01-22
208742 | K6-1249 | USS-1149 Hoist, OSB II | Hoist | MEC | PM | FOS | OPERATING | 4 | 2020-09-09
217317 | M7-1212 | Air Compressor, 10 HP, Quincy QT10 | Compressors-Air-Reciprocating | HVC | N/A | XSD | DECOMMISSIONED | 4 | 2012-07-02
218096 | J7-0337 | SS-ESWB,Â Substation Secondary, PadÂ B | Substation-LV-Hybrid | ELV | PM | FOS | OPERATING | 4 | 2024-04-23
218302 | K6-1246 | Compressed Air System, Pneumatics Equipment, Twin 7 1/2 HP compressers, K6-1246 | Compressors-Air-Reciprocating | HVC | PM | FOS | OPERATING | 4 | 2024-02-23
218622 | M6-0138 | UPS-30, 9390-160, 100KVA, 480VAC Out, CD&SC [FIC0473] | UPS-With External Battery | ELV | PM | FOS | OPERATING | 4 | 2023-09-12
219234 | K6-0894 | SS-890,Â Substation Secondary, OPF | Substation-LV-Molded Case | ELV | PM | FOS | OPERATING | 4 | 2018-08-13
219652 | J8-2109 | Air Dryer, Refrigerated | Refrigeration-Air Dryer | HVC | N/A | NIC | NOT_IN_CONTRACT | 4 | 2012-08-24
219657 | K6-1298 | Compressed Air Dryer | Refrigeration-Air Dryer | HVC | N/A | XSD | DECOMMISSIONED | 4 | 2012-08-29
219658 | K6-1547 | Compressed Air Dryer | Refrigeration-Air Dryer | HVC | PM | FOS | OPERATING | 2 | 2024-01-11
219659 | K6-1696 | Compressed Air Dryer | Refrigeration-Air Dryer | HVC | PM | FOS | OPERATING | 3 | 2024-01-02
219675 | K6-1247 | Air Dryer, LES No. 1 | Refrigeration-Air Dryer | HVC | N/A | XSD | DECOMMISSIONED | 3 | 2020-01-24
219677 | K6-0848 | Air Dryer, Compressed Air, A128087, High Bay 4, VAB | Refrigeration-Air Dryer | HVC | PM | FOS | OPERATING | 2 | 2021-08-03
219679 | K6-0848 | Air Dryer, Compressed Air, A128086, High Bay 4, VAB | Refrigeration-Air Dryer | HVC | PM | FOS | OPERATING | 1 | 2021-06-21
219680 | K6-0848 | Air Dryer, Compressed Air, A128221, High Bay 1, VAB | Refrigeration-Air Dryer | HVC | PM | FOS | OPERATING | 3 | 2023-12-08
219681 | K6-0848 | Air Dryer, Compressed Air, A128222, High Bay 1, VAB | Refrigeration-Air Dryer | HVC | N/A | XSD | DECOMMISSIONED | 2 | 2020-12-03
219684 | K6-1247 | Air Dryer, LES No. 2 | Refrigeration-Air Dryer | HVC | N/A | XSD | DECOMMISSIONED | 3 | 2020-01-24
219691 | M6-0138 | Battery Bank 30, UPS-30 | Battery Bank-Lead Acid (VRLA) | ELV | PM | FOS | OPERATING | 4 | 2023-09-11
220523 | K6-0794 | USS-845 Hoist, TPSF | Hoist | MEC | PM | FOS | OPERATING | 4 | 2020-06-04
220525 | K6-0900 | USS-885 Hoist, LCC | Hoist | MEC | PM | FOS | OPERATING | 4 | 2016-08-16
220529 | J7-0337 | Pad B Emergency Switchboard Hoist | Hoist | MEC | PM | FOS | OPERATING | 4 | 2016-05-11
220590 | J8-1708 | Firex Electrical Control System, Pad A | Controls-Fire | WWS | N/A | NIC | NOT_IN_CONTRACT | 4 | 2012-08-08
220594 | J7-1387 | Cathodic Protection Systems, Reservoir J7-1387 (Steel Tank) | Cathodic Prot | ELV | N/A | XSD | DECOMMISSIONED | 2 | 2020-05-14
220603 | M7-1362 | Cathodic Protection Systems, Reservoir M7-1362A (Steel Tank) | Cathodic Prot | ELV | PM | FOS | OPERATING | 4 | 2024-02-29
220993 | K6-0848 | USS-800 Hoist, VAB A Tower | Hoist | MEC | PM | FOS | OPERATING | 4 | 2020-07-02
221225 | K6-0848 | SS-808,Â Substation Secondary, VAB,Â TowerÂ E,Â FloorÂ 11 | Substation-LV-Draw Out | ELV | PM | FOS | OPERATING | 4 | 2022-08-21
221434 | J7-0337 | SS-1032,Â Substation Secondary, PadÂ B | Substation-LV-Draw Out | ELV | PM | FOS | OPERATING | 4 | 2022-12-09
221494 | J5-1195 | ATS-135, Automatic Transfer Switch, Zenith, HAZ CAT 1, 208.00 VOLTS (SLF, DGPS bldg) | ATS | ELV | N/A | XSD | DECOMMISSIONED | 4 | 2012-05-23
289261 | J7-0337 | Battery Bank 40, Pad B, UPS-40 | Battery Bank-Lead Acid (VRLA) | ELV | PM | FOS | OPERATING | 4 | 2023-01-12
1002101 | K6-1193 | Relay, VABR USS-833, Breaker 2B | Relays-Trip Units | ELV | PMHL | FOS | OPERATING | 4 | 2013-01-08
1002201 | K6-1193 | Relay, VABR USS-833, A-Side Main Breaker | Relays-Trip Units | ELV | PMHL | FOS | OPERATING | 4 | 2013-01-08
1002301 | K6-1193 | Relay, VABR USS-833, Tie Breaker | Relays-Trip Units | ELV | PMHL | FOS | OPERATING | 4 | 2013-01-08
1002401 | K6-1193 | Relay, VABR USS-833, B-Side Main Breaker | Relays-Trip Units | ELV | PMHL | FOS | OPERATING | 4 | 2013-01-08
1002501 | K6-1193 | Relay, VABR USS-833, Breaker 4A | Relays-Trip Units | ELV | PMHL | FOS | OPERATING | 4 | 2013-01-08
1002701 | K6-1193 | Relay, VABR USS-833, Breaker 4C | Relays-Trip Units | ELV | PMHL | FOS | OPERATING | 4 | 2013-01-08
1014401 | K6-1696 | Relay, CRCA USS-1139, A-Side Main Breaker | Relays-Trip Units | ELV | PMHL | FOS | OPERATING | 4 | 2012-10-29
1014501 | K6-1696 | Relay, CRCA USS-1139, Breaker 8B | Relays-Trip Units | ELV | PMHL | FOS | OPERATING | 4 | 2012-11-02
1014601 | K6-1696 | Relay, CRCA USS-1139, Breaker 8C | Relays-Trip Units | ELV | PMHL | FOS | OPERATING | 4 | 2012-11-02
1014701 | K6-1696 | Relay, CRCA USS-1139, Breaker 7B | Relays-Trip Units | ELV | PMHL | FOS | OPERATING | 4 | 2012-10-29
1014801 | K6-1696 | Relay, CRCA USS-1139, Tie Breaker | Relays-Trip Units | ELV | PMHL | FOS | OPERATING | 4 | 2012-11-01
1014901 | K6-1696 | Relay, CRCA USS-1139, Breaker 5B | Relays-Trip Units | ELV | PMHL | FOS | OPERATING | 4 | 2012-10-29
1015001 | K6-1696 | Relay, CRCA USS-1139, Breaker 4B | Relays-Trip Units | ELV | PMHL | FOS | OPERATING | 4 | 2012-10-29
1015101 | K6-1696 | Relay, CRCA USS-1139, B-Side Main Breaker | Relays-Trip Units | ELV | PMHL | FOS | OPERATING | 4 | 2012-10-29
1124527 | M6-0486 | SHEAR, METAL | Shear | MEC | PM | FOS | OPERATING | 4 | 2023-12-15
1869431 | J7-0337 | Battery Bank 41, Pad B, UPS-41 | Battery Bank-Lead Acid (VRLA) | ELV | PM | FOS | OPERATING | 4 | 2023-12-08
3631501 | K6-0848 | Relay, VAB Tower D USS-806, breaker 3C | Relays-Trip Units | ELV | PMHL | FOS | OPERATING | 4 | 2012-11-05
3631601 | K6-0848 | Relay, VAB Tower D USS-806, breaker 4B | Relays-Trip Units | ELV | PMHL | FOS | OPERATING | 4 | 2012-11-05
3631701 | K6-0848 | Relay, VAB Tower D USS-806, breaker 4C | Relays-Trip Units | ELV | PMHL | FOS | OPERATING | 4 | 2012-11-05
3631801 | K6-0848 | Relay, VAB Tower D USS-806, breaker 4D | Relays-Trip Units | ELV | PMHL | FOS | OPERATING | 4 | 2012-11-05
3631901 | K6-0848 | Relay, VAB Tower D USS-806, breaker 5B | Relays-Trip Units | ELV | PMHL | FOS | OPERATING | 4 | 2012-11-05
3632101 | K6-0848 | Relay, VAB Tower D USS-806, breaker 7B | Relays-Trip Units | ELV | PMHL | FOS | OPERATING | 4 | 2012-11-05
3632201 | K6-0848 | Relay, VAB Tower D USS-806, breaker 7C | Relays-Trip Units | ELV | PMHL | FOS | OPERATING | 4 | 2012-11-05
3632301 | K6-0848 | Relay, VAB Tower D USS-806, breaker 7D | Relays-Trip Units | ELV | PMHL | FOS | OPERATING | 4 | 2012-11-05
3633201 | K6-0848 | Relay, VAB Tower D USS-807, A-Side Main breaker | Relays-Trip Units | ELV | PMHL | FOS | OPERATING | 4 | 2012-11-06
3633501 | K6-0848 | Relay, VAB Tower D USS-807, breaker 4A | Relays-Trip Units | ELV | PMHL | FOS | OPERATING | 4 | 2012-10-28
3633601 | K6-0848 | Relay, VAB Tower D USS-807, breaker 4B | Relays-Trip Units | ELV | PMHL | FOS | OPERATING | 4 | 2012-10-28
3633701 | K6-0848 | Relay, VAB Tower D USS-807, breaker 4C | Relays-Trip Units | ELV | PMHL | FOS | OPERATING | 4 | 2012-10-28
3633801 | K6-0848 | Relay, VAB Tower D USS-807, Tie breaker | Relays-Trip Units | ELV | PMHL | FOS | OPERATING | 4 | 2012-11-05
3633901 | K6-0848 | Relay, VAB Tower D USS-807, breaker 6B | Relays-Trip Units | ELV | PMHL | FOS | OPERATING | 4 | 2012-10-28
3634101 | K6-0848 | Relay, VAB Tower D USS-807, breaker 7B | Relays-Trip Units | ELV | PMHL | FOS | OPERATING | 4 | 2012-10-28
3634201 | K6-0848 | Relay, VAB Tower D USS-807, breaker 7C | Relays-Trip Units | ELV | PMHL | FOS | OPERATING | 4 | 2012-10-28
3634301 | K6-0848 | Relay, VAB Tower D USS-807, breaker 7D | Relays-Trip Units | ELV | PMHL | FOS | OPERATING | 4 | 2012-10-28
3634401 | K6-0848 | Relay, VAB Tower D USS-807, B-Side Main breaker | Relays-Trip Units | ELV | PMHL | FOS | OPERATING | 4 | 2012-11-05
3634501 | K6-0848 | Relay, VAB Tower D USS-807, breaker 8C | Relays-Trip Units | ELV | PMHL | FOS | OPERATING | 4 | 2012-11-05
5571901 | K6-0848 | Relay, VAB Tower D USS-806, A-Side Main breaker | Relays-Trip Units | ELV | PMHL | FOS | OPERATING | 4 | 2012-11-05
5572101 | K6-0848 | Relay, VAB Tower D USS-806, breaker 5D | Relays-Trip Units | ELV | PMHL | FOS | OPERATING | 4 | 2012-11-05
5572201 | K6-0848 | Relay, VAB Tower D USS-806, Tie breaker | Relays-Trip Units | ELV | PMHL | FOS | OPERATING | 4 | 2012-11-05
5572301 | K6-0848 | Relay, VAB Tower D USS-806, B-Side Main breaker | Relays-Trip Units | ELV | PMHL | FOS | OPERATING | 4 | 2012-11-05
5653301 | K6-1096 | Relay, OSB-1 USS-1127, A-Side Main Breaker | Relays-Trip Units | ELV | PMHL | FOS | OPERATING | 4 | 2014-01-14
5653401 | K6-1096 | Relay, OSB-1 USS-1127, Tie Breaker | Relays-Trip Units | ELV | PMHL | FOS | OPERATING | 4 | 2014-01-14
5653501 | K6-1096 | Relay, OSB-1 USS-1127, B-Side Main Breaker | Relays-Trip Units | ELV | PMHL | FOS | OPERATING | 3 | 2018-02-08
5653601 | K6-1096 | Relay, OSB-1 USS-1128, A-Side Main Breaker | Relays-Trip Units | ELV | PMHL | FOS | OPERATING | 4 | 2014-02-08
5653801 | K6-1096 | Relay, OSB-1 USS-1128, Tie Breaker | Relays-Trip Units | ELV | PMHL | FOS | OPERATING | 4 | 2014-02-08
5653901 | K6-1096 | Relay, OSB-1 USS-1128, B-Side Main Breaker | Relays-Trip Units | ELV | PMHL | FOS | OPERATING | 4 | 2014-02-08
11564301 | K6-0848 | Relay, VAB Tower F USS-810, B-Side Main breaker | Relays-Trip Units | ELV | N/A | XSD | DECOMMISSIONED | 4 | 2013-01-21
11564801 | K6-0848 | Relay, VAB Tower F USS-810, breaker 3C | Relays-Trip Units | ELV | N/A | XSD | DECOMMISSIONED | 4 | 2013-01-19
11564901 | K6-0848 | Relay, VAB Tower F USS-810, breaker 4B | Relays-Trip Units | ELV | N/A | XSD | DECOMMISSIONED | 4 | 2013-01-21
11565001 | K6-0848 | Relay, VAB Tower F USS-810, breaker 4C | Relays-Trip Units | ELV | N/A | XSD | DECOMMISSIONED | 4 | 2013-01-21
11565101 | K6-0848 | Relay, VAB Tower F USS-810, breaker 4D | Relays-Trip Units | ELV | N/A | XSD | DECOMMISSIONED | 4 | 2013-01-21
11565201 | K6-0848 | Relay, VAB Tower F USS-810, breaker 5B | Relays-Trip Units | ELV | N/A | XSD | DECOMMISSIONED | 4 | 2013-01-21
11565301 | K6-0848 | Relay, VAB Tower F USS-810, breaker 5C | Relays-Trip Units | ELV | N/A | XSD | DECOMMISSIONED | 4 | 2013-01-19
11565401 | K6-0848 | Relay, VAB Tower F USS-810, breaker 6A | Relays-Trip Units | ELV | N/A | XSD | DECOMMISSIONED | 4 | 2013-01-21
11565501 | K6-0848 | Relay, VAB Tower F USS-810, breaker 7A | Relays-Trip Units | ELV | N/A | XSD | DECOMMISSIONED | 4 | 2013-01-21
11565601 | K6-0848 | Relay, VAB Tower F USS-810, breaker 7B | Relays-Trip Units | ELV | N/A | XSD | DECOMMISSIONED | 4 | 2013-01-21
11565701 | K6-0848 | Relay, VAB Tower F USS-810, breaker 7C | Relays-Trip Units | ELV | N/A | XSD | DECOMMISSIONED | 4 | 2013-01-21
11565801 | K6-0848 | Relay, VAB Tower F USS-810, breaker 8B | Relays-Trip Units | ELV | N/A | XSD | DECOMMISSIONED | 4 | 2013-01-21
11565901 | K6-0848 | Relay, VAB Tower F USS-810, breaker 8C | Relays-Trip Units | ELV | N/A | XSD | DECOMMISSIONED | 4 | 2013-01-21
11566001 | K6-0848 | Relay, VAB Tower F USS-810, breaker 8D | Relays-Trip Units | ELV | N/A | XSD | DECOMMISSIONED | 4 | 2013-01-19
11566101 | K6-0848 | Relay, VAB Tower F USS-810, breaker 5D | Relays-Trip Units | ELV | N/A | XSD | DECOMMISSIONED | 4 | 2013-01-21
11566201 | K6-0848 | Relay, VAB Tower F USS-810, breaker 4A | Relays-Trip Units | ELV | N/A | XSD | DECOMMISSIONED | 4 | 2013-01-19
11566301 | K6-0848 | Relay, VAB Tower F USS-810, Tie breaker | Relays-Trip Units | ELV | N/A | XSD | DECOMMISSIONED | 4 | 2013-01-21
11566401 | K6-0848 | Relay, VAB Tower F USS-810, A-Side Main breaker | Relays-Trip Units | ELV | N/A | XSD | DECOMMISSIONED | 4 | 2013-01-21
11566501 | K6-0848 | Relay, VAB Tower F USS-810, breaker 9C | Relays-Trip Units | ELV | N/A | XSD | DECOMMISSIONED | 4 | 2013-01-21
11899001 | K6-0848 | Relay, VAB Tower F USS-811, A-Side Main breaker | Relays-Trip Units | ELV | N/A | XSD | DECOMMISSIONED | 4 | 2013-01-14
11899101 | K6-0848 | Relay, VAB Tower F USS-811, Tie breaker | Relays-Trip Units | ELV | N/A | XSD | DECOMMISSIONED | 4 | 2013-01-14
11899301 | K6-0848 | Relay, VAB Tower F USS-811, B-Side Main breaker | Relays-Trip Units | ELV | N/A | XSD | DECOMMISSIONED | 4 | 2013-01-14
11899401 | K6-0848 | Relay, VAB Tower F USS-811, breaker 3C | Relays-Trip Units | ELV | N/A | XSD | DECOMMISSIONED | 4 | 2013-01-14
11899501 | K6-0848 | Relay, VAB Tower F USS-811, breaker 5C | Relays-Trip Units | ELV | N/A | XSD | DECOMMISSIONED | 4 | 2013-01-14
11899601 | K6-0848 | Relay, VAB Tower F USS-811, breaker 5A | Relays-Trip Units | ELV | N/A | XSD | DECOMMISSIONED | 4 | 2013-01-14
11899701 | K6-0848 | Relay, VAB Tower F USS-811, breaker 6C | Relays-Trip Units | ELV | N/A | XSD | DECOMMISSIONED | 4 | 2013-01-14
11900201 | K6-0848 | Relay, VAB Tower F USS-811, breaker 5D | Relays-Trip Units | ELV | N/A | XSD | DECOMMISSIONED | 4 | 2013-01-14
11900301 | K6-0848 | Relay, VAB Tower F USS-811, breaker 6A | Relays-Trip Units | ELV | N/A | XSD | DECOMMISSIONED | 1 | 2018-06-27
11900501 | K6-0848 | Relay, VAB Tower F USS-811, breaker 5B | Relays-Trip Units | ELV | N/A | XSD | DECOMMISSIONED | 4 | 2013-01-14
11900601 | K6-0848 | Relay, VAB Tower F USS-811, breaker 6B | Relays-Trip Units | ELV | N/A | XSD | DECOMMISSIONED | 4 | 2013-01-15
11900701 | K6-0848 | Relay, VAB Tower F USS-811, breaker 6D | Relays-Trip Units | ELV | N/A | XSD | DECOMMISSIONED | 4 | 2013-01-14
11900801 | K6-0848 | Relay, VAB Tower F USS-811, breaker 7C | Relays-Trip Units | ELV | N/A | XSD | DECOMMISSIONED | 4 | 2013-01-14
16569601 | K6-0848 | Relay, VAB Tower B USS-803, A-Side Main breaker | Relays-Trip Units | ELV | PMHL | FOS | OPERATING | 3 | 2012-08-25
16569801 | K6-0848 | Relay, VAB Tower B USS-803, B-Side Main breaker | Relays-Trip Units | ELV | PMHL | FOS | OPERATING | 3 | 2012-08-25
16569901 | K6-0848 | Relay, VAB Tower B USS-803, Tie breaker | Relays-Trip Units | ELV | PMHL | FOS | OPERATING | 3 | 2012-08-25
16570001 | K6-0848 | Relay, VAB Tower B USS-803, breaker 3A | Relays-Trip Units | ELV | PMHL | FOS | OPERATING | 4 | 2012-08-20
16570201 | K6-0848 | Relay, VAB Tower B USS-803, breaker 3C | Relays-Trip Units | ELV | PMHL | FOS | OPERATING | 4 | 2012-08-20
16570301 | K6-0848 | Relay, VAB Tower B USS-803, breaker 4A | Relays-Trip Units | ELV | PMHL | FOS | OPERATING | 4 | 2012-08-20
16570401 | K6-0848 | Relay, VAB Tower B USS-803, breaker 4B | Relays-Trip Units | ELV | PMHL | FOS | OPERATING | 4 | 2012-08-20
16570501 | K6-0848 | Relay, VAB Tower B USS-803, breaker 4C | Relays-Trip Units | ELV | PMHL | FOS | OPERATING | 4 | 2012-08-20
16570701 | K6-0848 | Relay, VAB Tower B USS-803, breaker 4D | Relays-Trip Units | ELV | PMHL | FOS | OPERATING | 4 | 2012-08-20
16570801 | K6-0848 | Relay, VAB Tower B USS-803, breaker 5B | Relays-Trip Units | ELV | PMHL | FOS | OPERATING | 4 | 2012-08-20
16570901 | K6-0848 | Relay, VAB Tower B USS-803, breaker 5C | Relays-Trip Units | ELV | PMHL | FOS | OPERATING | 4 | 2012-08-20
16571001 | K6-0848 | Relay, VAB Tower B USS-803, breaker 5D | Relays-Trip Units | ELV | PMHL | FOS | OPERATING | 4 | 2012-08-20
16571101 | K6-0848 | Relay, VAB Tower B USS-803, breaker 7B | Relays-Trip Units | ELV | PMHL | FOS | OPERATING | 3 | 2012-08-25
16571301 | K6-0848 | Relay, VAB Tower B USS-803, breaker 7D | Relays-Trip Units | ELV | PMHL | FOS | OPERATING | 3 | 2012-08-25
16571401 | K6-0848 | Relay, VAB Tower B USS-803, breaker 8B | Relays-Trip Units | ELV | PMHL | FOS | OPERATING | 3 | 2012-08-25
16571501 | K6-0848 | Relay, VAB Tower B USS-803, breaker 8C | Relays-Trip Units | ELV | PMHL | FOS | OPERATING | 3 | 2012-08-25
16571601 | K6-0848 | Relay, VAB Tower B USS-803, breaker 8D | Relays-Trip Units | ELV | PMHL | FOS | OPERATING | 3 | 2012-08-25
18261501 | K6-0900 | Relay, LCC USS-821, A-Side Main Breaker | Relays-Trip Units | ELV | PMHL | FOS | OPERATING | 4 | 2013-03-11
18261601 | K6-0900 | Relay, LCC USS-821, B-Side Main Breaker | Relays-Trip Units | ELV | PMHL | FOS | OPERATING | 4 | 2013-03-09
18261701 | K6-0900 | Relay, LCC USS-821, Tie Breaker | Relays-Trip Units | ELV | PMHL | FOS | OPERATING | 4 | 2013-03-09
18261801 | K6-0900 | Relay, LCC USS-821, Breaker 4A | Relays-Trip Units | ELV | PMHL | FOS | OPERATING | 4 | 2013-03-09
18261901 | K6-0900 | Relay, LCC USS-821, Breaker 2D | Relays-Trip Units | ELV | PMHL | FOS | OPERATING | 4 | 2013-03-09
18262001 | K6-0900 | Relay, LCC USS-821, Breaker 3B | Relays-Trip Units | ELV | PMHL | FOS | OPERATING | 4 | 2013-03-09
18262101 | K6-0900 | Relay, LCC USS-821, Breaker 5C | Relays-Trip Units | ELV | PMHL | FOS | OPERATING | 4 | 2013-03-09
18262201 | K6-0900 | Relay, LCC USS-821, Breaker 6A | Relays-Trip Units | ELV | PMHL | FOS | OPERATING | 4 | 2013-03-09
18262301 | K6-0900 | Relay, LCC USS-821, Breaker 6C | Relays-Trip Units | ELV | PMHL | FOS | OPERATING | 4 | 2013-03-09
18262401 | K6-0900 | Relay, LCC USS-821, Breaker 6D | Relays-Trip Units | ELV | PMHL | FOS | OPERATING | 4 | 2013-03-09
18262501 | K6-0900 | Relay, LCC USS-821, Breaker 2B | Relays-Trip Units | ELV | PMHL | FOS | OPERATING | 4 | 2013-03-09
18262601 | K6-0900 | Relay, LCC USS-821, Breaker 3D | Relays-Trip Units | ELV | PMHL | FOS | OPERATING | 4 | 2013-03-09
18262701 | K6-0900 | Relay, LCC USS-821, Breaker 5B | Relays-Trip Units | ELV | PMHL | FOS | OPERATING | 4 | 2013-03-09
18262801 | K6-0900 | Relay, LCC USS-821, Breaker 2C | Relays-Trip Units | ELV | PMHL | FOS | OPERATING | 4 | 2013-03-09
18262901 | K6-0900 | Relay, LCC USS-821, Breaker 6B | Relays-Trip Units | ELV | PMHL | FOS | OPERATING | 4 | 2013-03-09
18290001 | K6-0900 | Relay, LCC USS-820, Breaker 7B | Relays-Trip Units | ELV | PMHL | FOS | OPERATING | 4 | 2013-01-14
18290101 | K6-0900 | Relay, LCC USS-820, Breaker 8B | Relays-Trip Units | ELV | PMHL | FOS | OPERATING | 4 | 2013-01-11
18489401 | K6-0848 | Relay, VAB Tower B USS-802, breaker 3C | Relays-Trip Units | ELV | PMHL | FOS | OPERATING | 4 | 2013-04-08
18489501 | K6-0848 | Relay, VAB Tower B USS-802, breaker 5A | Relays-Trip Units | ELV | PMHL | FOS | OPERATING | 4 | 2013-04-10
18489601 | K6-0848 | Relay, VAB Tower B USS-802, breaker 4C | Relays-Trip Units | ELV | PMHL | FOS | OPERATING | 4 | 2013-04-10
18489701 | K6-0848 | Relay, VAB Tower B USS-802, breaker 4B | Relays-Trip Units | ELV | PMHL | FOS | OPERATING | 4 | 2013-04-10
18489801 | K6-0848 | Relay, VAB Tower B USS-802, breaker 5B | Relays-Trip Units | ELV | PMHL | FOS | OPERATING | 4 | 2013-04-08
18491801 | K6-0848 | Relay, VAB Tower B USS-802, breaker 3A | Relays-Trip Units | ELV | PMHL | FOS | OPERATING | 4 | 2013-04-08
18491901 | K6-0848 | Relay, VAB Tower B USS-802, breaker 5C | Relays-Trip Units | ELV | PMHL | FOS | OPERATING | 4 | 2013-04-08
18492001 | K6-0848 | Relay, VAB Tower B USS-802, breaker 4A | Relays-Trip Units | ELV | PMHL | FOS | OPERATING | 4 | 2013-04-08
18492101 | K6-0848 | Relay, VAB Tower B USS-802, breaker 10C | Relays-Trip Units | ELV | PMHL | FOS | OPERATING | 4 | 2013-04-08
18492201 | K6-0848 | Relay, VAB Tower B USS-802, breaker 9C | Relays-Trip Units | ELV | PMHL | FOS | OPERATING | 4 | 2013-04-08
18492301 | K6-0848 | Relay, VAB Tower B USS-802, breaker 8B | Relays-Trip Units | ELV | PMHL | FOS | OPERATING | 4 | 2013-04-08
18492401 | K6-0848 | Relay, VAB Tower B USS-802, breaker 9A | Relays-Trip Units | ELV | PMHL | FOS | OPERATING | 4 | 2013-04-08
18492501 | K6-0848 | Relay, VAB Tower B USS-802, breaker 9B | Relays-Trip Units | ELV | PMHL | FOS | OPERATING | 4 | 2013-04-08
18492601 | K6-0848 | Relay, VAB Tower B USS-802, breaker 8C | Relays-Trip Units | ELV | PMHL | FOS | OPERATING | 4 | 2013-04-08
18492701 | K6-0848 | Relay, VAB Tower B USS-802, A-Side Main breaker | Relays-Trip Units | ELV | PMHL | FOS | OPERATING | 4 | 2013-04-08
18496001 | K6-1096 | Relay, OSB-1 USS-1127, Breaker 4A | Relays-Trip Units | ELV | PMHL | FOS | OPERATING | 3 | 2018-02-08
18496101 | K6-1096 | Relay, OSB-1 USS-1127, Breaker 6A | Relays-Trip Units | ELV | PMHL | FOS | OPERATING | 4 | 2014-01-14
18496301 | K6-1096 | Relay, OSB-1 USS-1127, Breaker 5E | Relays-Trip Units | ELV | PMHL | FOS | OPERATING | 4 | 2014-01-14
18496401 | K6-1096 | Relay, OSB-1 USS-1128, Breaker 4A | Relays-Trip Units | ELV | PMHL | FOS | OPERATING | 4 | 2014-02-08
18496501 | K6-1096 | Relay, OSB-1 USS-1128, Breaker 5A | Relays-Trip Units | ELV | PMHL | FOS | OPERATING | 4 | 2014-02-08
18496601 | K6-1096 | Relay, OSB-1 USS-1128, Breaker 6A | Relays-Trip Units | ELV | PMHL | FOS | OPERATING | 4 | 2014-02-08
18496701 | K6-1096 | Relay, OSB-1 USS-1128, Breaker E5 | Relays-Trip Units | ELV | PMHL | FOS | OPERATING | 4 | 2014-02-08
18506401 | K6-0848 | Relay, VAB Tower B USS-802, breaker 6A | Relays-Trip Units | ELV | PMHL | FOS | OPERATING | 4 | 2013-04-08
18506501 | K6-0848 | Relay, VAB Tower B USS-802, breaker 7A | Relays-Trip Units | ELV | PMHL | FOS | OPERATING | 4 | 2013-04-08
18506601 | K6-0848 | Relay, VAB Tower B USS-802, Tie breaker | Relays-Trip Units | ELV | PMHL | FOS | OPERATING | 4 | 2013-04-08
18506701 | K6-0848 | Relay, VAB Tower B USS-802, B-Side Main breaker | Relays-Trip Units | ELV | PMHL | FOS | OPERATING | 4 | 2013-04-08
18511201 | K6-0848 | Relay, VAB Tower B USS-812, breaker 7B | Relays-Trip Units | ELV | PMHL | FOS | OPERATING | 4 | 2012-06-16
18511601 | K6-0848 | Relay, VAB Tower B USS-812, A-Side Main breaker | Relays-Trip Units | ELV | PMHL | FOS | OPERATING | 4 | 2012-06-16
18511701 | K6-0848 | Relay, VAB Tower B USS-812, B-Side Main breaker | Relays-Trip Units | ELV | PMHL | FOS | OPERATING | 4 | 2012-06-16
18511901 | K6-0848 | Relay, VAB Tower B USS-812, breaker 6C | Relays-Trip Units | ELV | PMHL | FOS | OPERATING | 4 | 2012-06-16
18671501 | J7-0337 | Relay, USS-1040 A-Side Main Breaker | Relays-Trip Units | ELV | PMHL | FOS | OPERATING | 4 | 2013-02-23
18671601 | J7-0337 | Relay, USS-1040 B-Side Main Breaker | Relays-Trip Units | ELV | PMHL | FOS | OPERATING | 4 | 2013-02-23
18671701 | J7-0337 | Relay, USS-1040 Tie Breaker | Relays-Trip Units | ELV | PMHL | FOS | OPERATING | 4 | 2013-02-23
18671801 | J7-0337 | Relay, USS-1040, breaker 2A | Relays-Trip Units | ELV | PMHL | FOS | OPERATING | 4 | 2013-02-23
18671901 | J7-0337 | Relay, USS-1040, breaker 2B | Relays-Trip Units | ELV | PMHL | FOS | OPERATING | 4 | 2013-02-23
18672001 | J7-0337 | Relay, USS-1040, breaker 2C | Relays-Trip Units | ELV | PMHL | FOS | OPERATING | 4 | 2013-02-23
18672101 | J7-0337 | Relay, USS-1040, breaker 2D | Relays-Trip Units | ELV | PMHL | FOS | OPERATING | 4 | 2013-02-23
18672201 | J7-0337 | Relay, USS-1040, breaker 3C | Relays-Trip Units | ELV | PMHL | FOS | OPERATING | 4 | 2013-02-23
18672301 | J7-0337 | Relay, USS-1040, breaker 3D | Relays-Trip Units | ELV | PMHL | FOS | OPERATING | 4 | 2013-02-23
18672401 | J7-0337 | Relay, USS-1040, breaker 6A | Relays-Trip Units | ELV | PMHL | FOS | OPERATING | 4 | 2013-02-22
18672501 | J7-0337 | Relay, USS-1040, breaker 6B | Relays-Trip Units | ELV | PMHL | FOS | OPERATING | 4 | 2013-02-22
18672601 | J7-0337 | Relay, USS-1040, breaker 3B | Relays-Trip Units | ELV | PMHL | FOS | OPERATING | 4 | 2013-02-28
18672701 | J7-0337 | Relay, USS-1040, breaker 6C | Relays-Trip Units | ELV | PMHL | FOS | OPERATING | 4 | 2013-02-22
18672801 | J7-0337 | Relay, USS-1040, breaker 6D | Relays-Trip Units | ELV | PMHL | FOS | OPERATING | 4 | 2013-02-22
18672901 | J7-0337 | Relay, USS-1040, breaker 7A | Relays-Trip Units | ELV | PMHL | FOS | OPERATING | 4 | 2013-02-22
18673001 | J7-0337 | Relay, USS-1040, breaker 7B | Relays-Trip Units | ELV | PMHL | FOS | OPERATING | 4 | 2013-02-23
18890001 | K6-0848 | Relay, VAB Tower A USS-800, A-Side Main Breaker | Relays-Trip Units | ELV | PMHL | FOS | OPERATING | 4 | 2012-06-25
18890101 | K6-0848 | Relay, VAB Tower A USS-800, Breaker 1C | Relays-Trip Units | ELV | PMHL | FOS | OPERATING | 4 | 2012-06-25
18890201 | K6-0848 | Relay, VAB Tower A USS-800, Breaker 1D | Relays-Trip Units | ELV | PMHL | FOS | OPERATING | 4 | 2012-06-25
18890301 | K6-0848 | Relay, VAB Tower A USS-800, Breaker 2A | Relays-Trip Units | ELV | PMHL | FOS | OPERATING | 4 | 2012-06-25
18890401 | K6-0848 | Relay, VAB Tower A USS-800, Breaker 2B | Relays-Trip Units | ELV | PMHL | FOS | OPERATING | 4 | 2012-06-25
18890501 | K6-0848 | Relay, VAB Tower A USS-800, Breaker 2C | Relays-Trip Units | ELV | PMHL | FOS | OPERATING | 4 | 2012-06-25
18890601 | K6-0848 | Relay, VAB Tower A USS-800, Breaker 2D | Relays-Trip Units | ELV | PMHL | FOS | OPERATING | 4 | 2012-06-27
18890701 | K6-0848 | Relay, VAB Tower A USS-800, Breaker 3A | Relays-Trip Units | ELV | PMHL | FOS | OPERATING | 4 | 2012-06-27
18890801 | K6-0848 | Relay, VAB Tower A USS-800, Breaker 3D | Relays-Trip Units | ELV | PMHL | FOS | OPERATING | 4 | 2012-06-27
18890901 | K6-0848 | Relay, VAB Tower A USS-800, Tie Breaker | Relays-Trip Units | ELV | PMHL | FOS | OPERATING | 4 | 2012-06-25
18891001 | K6-0848 | Relay, VAB Tower A USS-800, Breaker 5B | Relays-Trip Units | ELV | PMHL | FOS | OPERATING | 4 | 2012-06-27
18891101 | K6-0848 | Relay, VAB Tower A USS-800, Breaker 5C | Relays-Trip Units | ELV | PMHL | FOS | OPERATING | 4 | 2012-06-25
18891201 | K6-0848 | Relay, VAB Tower A USS-800, Breaker 5D | Relays-Trip Units | ELV | PMHL | FOS | OPERATING | 4 | 2012-06-25
18891301 | K6-0848 | Relay, VAB Tower A USS-800, B-Side Main Breaker | Relays-Trip Units | ELV | PMHL | FOS | OPERATING | 4 | 2012-06-25
18891401 | K6-0848 | Relay, VAB Tower A USS-800, Breaker 6C | Relays-Trip Units | ELV | PMHL | FOS | OPERATING | 4 | 2012-06-25
18891501 | K6-0848 | Relay, VAB Tower A USS-800, Breaker 6D | Relays-Trip Units | ELV | PMHL | FOS | OPERATING | 4 | 2012-06-25
19042301 | J7-0337 | Relay, Pad-B Emergency Swicthboard, Main Breaker 2B | Relays-Trip Units | ELV | PMHL | FOS | OPERATING | 4 | 2013-07-09
19043701 | J7-0337 | Relay, Pad-B Emergency Swicthboard, Main Breaker 5B | Relays-Trip Units | ELV | PMHL | FOS | OPERATING | 5 | 2013-07-09
19044401 | J7-0337 | Relay, Pad-B Emergency Swicthboard, Tie Breaker 4B | Relays-Trip Units | ELV | PMHL | FOS | OPERATING | 5 | 2013-07-09
19101501 | K6-0848 | Relay, VAB LBW USS-816, A-Side Main Breaker | Relays-Trip Units | ELV | PMHL | FOS | OPERATING | 4 | 2013-02-16
19101601 | K6-0848 | Relay, VAB LBW USS-816, Tie Breaker | Relays-Trip Units | ELV | PMHL | FOS | OPERATING | 4 | 2013-02-16
19101701 | K6-0848 | Relay, VAB LBW USS-816, B-Side Main Breaker | Relays-Trip Units | ELV | PMHL | FOS | OPERATING | 4 | 2013-02-16
19101801 | K6-0848 | Relay, VAB LBW USS-816, Breaker 1C | Relays-Trip Units | ELV | PMHL | FOS | OPERATING | 4 | 2013-02-16
19101901 | K6-0848 | Relay, VAB LBW USS-816, Breaker 2A | Relays-Trip Units | ELV | PMHL | FOS | OPERATING | 4 | 2013-02-16
19102001 | K6-0848 | Relay, VAB LBW USS-816, Breaker 2B | Relays-Trip Units | ELV | PMHL | FOS | OPERATING | 4 | 2013-02-16
19102101 | K6-0848 | Relay, VAB LBW USS-816, Breaker 2C | Relays-Trip Units | ELV | PMHL | FOS | OPERATING | 4 | 2013-02-16
19102301 | K6-0848 | Relay, VAB LBW USS-816, Breaker 2D | Relays-Trip Units | ELV | PMHL | FOS | OPERATING | 4 | 2013-02-16
19102501 | K6-0848 | Relay, VAB LBW USS-816, Breaker 3B | Relays-Trip Units | ELV | PMHL | FOS | OPERATING | 4 | 2013-02-16
19102601 | K6-0848 | Relay, VAB LBW USS-816, Breaker 3C | Relays-Trip Units | ELV | PMHL | FOS | OPERATING | 4 | 2013-02-16
19102701 | K6-0848 | Relay, VAB LBW USS-816, Breaker 3D | Relays-Trip Units | ELV | PMHL | FOS | OPERATING | 4 | 2013-02-16
19102801 | K6-0848 | Relay, VAB LBW USS-816, Breaker 4A | Relays-Trip Units | ELV | PMHL | FOS | OPERATING | 4 | 2013-02-16
19102901 | K6-0848 | Relay, VAB LBW USS-816, Breaker 4B | Relays-Trip Units | ELV | PMHL | FOS | OPERATING | 4 | 2013-02-16
19103001 | K6-0848 | Relay, VAB LBW USS-816, Breaker 4C | Relays-Trip Units | ELV | PMHL | FOS | OPERATING | 4 | 2013-02-16
19103101 | K6-0848 | Relay, VAB LBW USS-816, Breaker 4D | Relays-Trip Units | ELV | PMHL | FOS | OPERATING | 4 | 2013-02-16
19103201 | K6-0848 | Relay, VAB LBW USS-816, Breaker 6A | Relays-Trip Units | ELV | PMHL | FOS | OPERATING | 4 | 2013-02-16
19103301 | K6-0848 | Relay, VAB LBW USS-816, Breaker 6D | Relays-Trip Units | ELV | PMHL | FOS | OPERATING | 4 | 2013-02-16
19103401 | K6-0848 | Relay, VAB LBW USS-816, Breaker 7A | Relays-Trip Units | ELV | PMHL | FOS | OPERATING | 4 | 2013-02-16
19103501 | K6-0848 | Relay, VAB LBW USS-816, Breaker 7B | Relays-Trip Units | ELV | PMHL | FOS | OPERATING | 5 | 2013-02-16
19103601 | K6-0848 | Relay, VAB LBW USS-816, Breaker 7C | Relays-Trip Units | ELV | PMHL | FOS | OPERATING | 4 | 2013-02-16
19103701 | K6-0848 | Relay, VAB LBW USS-816, Breaker 7D | Relays-Trip Units | ELV | PMHL | FOS | OPERATING | 3 | 2018-02-08
19103801 | K6-0848 | Relay, VAB LBW USS-816, Breaker 8A | Relays-Trip Units | ELV | PMHL | FOS | OPERATING | 4 | 2013-02-16
19103901 | K6-0848 | Relay, VAB LBW USS-816, Breaker 8B | Relays-Trip Units | ELV | PMHL | FOS | OPERATING | 4 | 2013-02-16
19104001 | K6-0848 | Relay, VAB LBW USS-816, Breaker 8C | Relays-Trip Units | ELV | PMHL | FOS | OPERATING | 4 | 2013-02-16
19104101 | K6-0848 | Relay, VAB LBW USS-816, Breaker 8D | Relays-Trip Units | ELV | PMHL | FOS | OPERATING | 4 | 2013-02-16
19104201 | K6-0848 | Relay, VAB LBW USS-816, Breaker 9C | Relays-Trip Units | ELV | PMHL | FOS | OPERATING | 4 | 2013-02-16
19201701 | J7-0585 | Relay, Pad-B USS-1023, breaker 5C | Relays-Trip Units | ELV | PMHL | FOS | OPERATING | 4 | 2012-06-21
19201801 | J7-0585 | Relay, Pad-B USS-1023, breaker 2A | Relays-Trip Units | ELV | PMHL | FOS | OPERATING | 4 | 2012-06-21
19201901 | J7-0585 | Relay, Pad-B USS-1023, A-Side Main Breaker | Relays-Trip Units | ELV | PMHL | FOS | OPERATING | 4 | 2012-06-21
19202001 | J7-0585 | Relay, Pad-B USS-1023, breaker 2B | Relays-Trip Units | ELV | PMHL | FOS | OPERATING | 4 | 2012-06-21
19202101 | J7-0585 | Relay, Pad-B USS-1023, breaker 2D | Relays-Trip Units | ELV | PMHL | FOS | OPERATING | 4 | 2012-06-21
19202201 | J7-0585 | Relay, Pad-B USS-1023, breaker 3A | Relays-Trip Units | ELV | PMHL | FOS | OPERATING | 4 | 2012-06-21
19202301 | J7-0585 | Relay, Pad-B USS-1023, Tie breaker | Relays-Trip Units | ELV | PMHL | FOS | OPERATING | 5 | 2012-06-19
19202401 | J7-0585 | Relay, Pad-B USS-1023, breaker 5A | Relays-Trip Units | ELV | PMHL | FOS | OPERATING | 5 | 2012-06-19
19202501 | J7-0585 | Relay, Pad-B USS-1023, breaker 5D | Relays-Trip Units | ELV | PMHL | FOS | OPERATING | 5 | 2012-06-19
19202701 | J7-0585 | Relay, Pad-B USS-1023, breaker 6D | Relays-Trip Units | ELV | PMHL | FOS | OPERATING | 5 | 2012-06-19
19202801 | J7-0585 | Relay, Pad-B USS-1023, B-Side Main Breaker | Relays-Trip Units | ELV | PMHL | FOS | OPERATING | 5 | 2012-06-26
19275301 | K6-0900 | Relay, LCC USS-820, Breaker 3A | Relays-Trip Units | ELV | PMHL | FOS | OPERATING | 4 | 2013-01-14
19275401 | K6-0900 | Relay, LCC USS-820, Breaker 4C | Relays-Trip Units | ELV | PMHL | FOS | OPERATING | 4 | 2013-01-12
19275501 | K6-0900 | Relay, LCC USS-820, Breaker 3C | Relays-Trip Units | ELV | PMHL | FOS | OPERATING | 4 | 2013-01-14
19275601 | K6-0900 | RELAY, LCC USS-820, BREAKER 3D | Relays-Trip Units | ELV | PMHL | FOS | OPERATING | 4 | 2013-01-14
19275701 | K6-0900 | Relay, LCC USS-820, Breaker 7A | Relays-Trip Units | ELV | PMHL | FOS | OPERATING | 4 | 2013-01-14
19275801 | K6-0900 | RELAY, LCC USS-820, BREAKER 4A | Relays-Trip Units | ELV | PMHL | FOS | OPERATING | 4 | 2013-01-14
19275901 | K6-0900 | Relay, LCC USS-820, Breaker 7D | Relays-Trip Units | ELV | PMHL | FOS | OPERATING | 4 | 2013-01-14
19276001 | K6-0900 | Relay, LCC USS-820, Breaker 8A | Relays-Trip Units | ELV | PMHL | FOS | OPERATING | 4 | 2013-01-14
19276101 | K6-0900 | Relay, LCC USS-820, Breaker 7C | Relays-Trip Units | ELV | PMHL | FOS | OPERATING | 4 | 2013-01-14
19276201 | K6-0900 | Relay, LCC USS-820, Breaker 8D | Relays-Trip Units | ELV | PMHL | FOS | OPERATING | 4 | 2013-01-14
19276401 | K6-0900 | Relay, LCC USS-820, Breaker 4B | Relays-Trip Units | ELV | PMHL | FOS | OPERATING | 4 | 2013-01-14
19276601 | K6-0900 | RELAY, LCC USS-820, A-SIDE MAIN BREAKER | Relays-Trip Units | ELV | PMHL | FOS | OPERATING | 4 | 2013-01-14
19276701 | K6-0900 | RELAY, LCC USS-820, TIE BREAKER | Relays-Trip Units | ELV | PMHL | FOS | OPERATING | 4 | 2013-01-14
19276801 | K6-0900 | RELAY, LCC USS-820, B-SIDE MAIN BREAKER | Relays-Trip Units | ELV | PMHL | FOS | OPERATING | 4 | 2013-01-14
19344101 | K6-0848 | Relay, VAB LBW USS-816, Breaker 3A | Relays-Trip Units | ELV | PMHL | FOS | OPERATING | 4 | 2013-02-16
19371501 | K6-0794 | Relay, TPSF USS-845, A-Side Main Breaker | Relays-Trip Units | ELV | PMHL | FOS | OPERATING | 4 | 2012-07-09
19371601 | K6-0794 | Relay, TPSF USS-845, Tie Breaker | Relays-Trip Units | ELV | PMHL | FOS | OPERATING | 4 | 2012-07-09
19371701 | K6-0794 | Relay, TPSF USS-845, B-Side Main Breaker | Relays-Trip Units | ELV | PMHL | FOS | OPERATING | 4 | 2012-07-09
19371801 | K6-0794 | Relay, TPSF USS-845, breaker 1C | Relays-Trip Units | ELV | PMHL | FOS | OPERATING | 4 | 2012-07-09
19371901 | K6-0794 | Relay, TPSF USS-845, breaker 2C | Relays-Trip Units | ELV | PMHL | FOS | OPERATING | 4 | 2012-07-09
19372001 | K6-0794 | Relay, TPSF USS-845, breaker 4C | Relays-Trip Units | ELV | PMHL | FOS | OPERATING | 4 | 2012-07-09
19372101 | K6-0794 | Relay, TPSF USS-845, breaker 4D | Relays-Trip Units | ELV | PMHL | FOS | OPERATING | 4 | 2012-07-09
19372201 | K6-0794 | Relay, TPSF USS-845, breaker 1D | Relays-Trip Units | ELV | PMHL | FOS | OPERATING | 4 | 2012-07-09
19373001 | K6-0894 | Relay, OPF USS-841, Breaker 9C | Relays-Trip Units | ELV | PMHL | FOS | OPERATING | 4 | 2012-08-13
19373101 | K6-0894 | Relay, OPF USS-841, Breaker 7C | Relays-Trip Units | ELV | PMHL | FOS | OPERATING | 4 | 2012-08-13
19373201 | K6-0894 | Relay, OPF USS-841, Breaker 7A | Relays-Trip Units | ELV | PMHL | FOS | OPERATING | 4 | 2012-08-13
19373301 | K6-0894 | Relay, OPF USS-841, Breaker 9B | Relays-Trip Units | ELV | PMHL | FOS | OPERATING | 4 | 2012-08-15
19373401 | K6-0894 | Relay, OPF USS-841, Breaker 9D | Relays-Trip Units | ELV | PMHL | FOS | OPERATING | 4 | 2012-08-15
19373501 | K6-0894 | Relay, OPF USS-841, Breaker 9A | Relays-Trip Units | ELV | PMHL | FOS | OPERATING | 4 | 2012-08-15
19373601 | K6-0894 | Relay, OPF USS-841, Breaker 4B | Relays-Trip Units | ELV | PMHL | FOS | OPERATING | 4 | 2012-08-15
19373701 | K6-0894 | Relay, OPF USS-841, Breaker 4A | Relays-Trip Units | ELV | PMHL | FOS | OPERATING | 4 | 2012-08-15
19373801 | K6-0894 | Relay, OPF USS-841, Breaker 4D | Relays-Trip Units | ELV | PMHL | FOS | OPERATING | 4 | 2012-08-15
19373901 | K6-0894 | Relay, OPF USS-841, Breaker 3C | Relays-Trip Units | ELV | PMHL | FOS | OPERATING | 4 | 2012-08-15
19374001 | K6-0894 | Relay, OPF USS-841, Breaker 4C | Relays-Trip Units | ELV | PMHL | FOS | OPERATING | 4 | 2012-08-15
19374101 | K6-0894 | Relay, OPF USS-841, Breaker 3A | Relays-Trip Units | ELV | PMHL | FOS | OPERATING | 4 | 2012-08-13
19374201 | K6-0894 | Relay, OPF USS-841, Breaker 2B | Relays-Trip Units | ELV | PMHL | FOS | OPERATING | 4 | 2012-08-11
19390501 | J8-1708 | Relay, Pad-A USS-930, A-Side Main Breaker | Relays-Trip Units | ELV | N/A | NIC | NOT_IN_CONTRACT | 4 | 2012-12-04
19420701 | J8-1708 | Relay, USS-950A Breaker 1B | Relays-Trip Units | ELV | N/A | NIC | NOT_IN_CONTRACT | 4 | 2012-11-01
19437701 | K6-0900 | Relay, LCC USS-820, Breaker 6B | Relays-Trip Units | ELV | PMHL | FOS | OPERATING | 4 | 2013-01-14
19437801 | K6-0900 | Relay, LCC USS-820, Breaker 3B | Relays-Trip Units | ELV | PMHL | FOS | OPERATING | 4 | 2013-01-14
19455501 | K6-0848 | Relay, VAB Tower D USS-806, breaker 6A | Relays-Trip Units | ELV | PMHL | FOS | OPERATING | 4 | 2012-11-05
19455601 | K6-0848 | Relay, VAB Tower D USS-806, breaker 7A | Relays-Trip Units | ELV | PMHL | FOS | OPERATING | 4 | 2012-11-04
19463201 | K6-0894 | Relay, OPF USS-841, A-Side Main Breaker | Relays-Trip Units | ELV | PMHL | FOS | OPERATING | 4 | 2012-08-11
19463401 | K6-0894 | Relay, OPF USS-841, Tie Breaker | Relays-Trip Units | ELV | PMHL | FOS | OPERATING | 4 | 2012-08-11
19581201 | J8-1708 | Relay, Pad-A USS-922 B-side Main Breaker | Relays-Trip Units | ELV | N/A | NIC | NOT_IN_CONTRACT | 4 | 2012-05-11
19581301 | J8-1708 | Relay, Pad-A USS-922 A-side Main Breaker | Relays-Trip Units | ELV | N/A | NIC | NOT_IN_CONTRACT | 4 | 2012-05-11
19581401 | J8-1708 | Relay, Pad-A USS-922, breaker 2A | Relays-Trip Units | ELV | N/A | NIC | NOT_IN_CONTRACT | 4 | 2012-05-11
19581501 | J8-1708 | Relay, Pad-A USS-922, breaker 2B | Relays-Trip Units | ELV | N/A | NIC | NOT_IN_CONTRACT | 4 | 2012-05-14
19581601 | J8-1708 | Relay, Pad-A USS-922, breaker 2D | Relays-Trip Units | ELV | N/A | NIC | NOT_IN_CONTRACT | 4 | 2012-05-11
19581701 | J8-1708 | Relay, Pad-A USS-922, breaker 5A | Relays-Trip Units | ELV | N/A | NIC | NOT_IN_CONTRACT | 4 | 2012-05-11
19581801 | J8-1708 | Relay, Pad-A USS-922, breaker 5C | Relays-Trip Units | ELV | N/A | NIC | NOT_IN_CONTRACT | 4 | 2012-05-11
19581901 | J8-1708 | Relay, Pad-A USS-922, breaker 3A | Relays-Trip Units | ELV | N/A | NIC | NOT_IN_CONTRACT | 4 | 2012-05-11
19582001 | J8-1708 | Relay, Pad-A USS-922, breaker 5D | Relays-Trip Units | ELV | N/A | NIC | NOT_IN_CONTRACT | 4 | 2012-05-11
19582101 | J8-1708 | Relay, Pad-A USS-922, breaker 6C | Relays-Trip Units | ELV | N/A | NIC | NOT_IN_CONTRACT | 4 | 2012-05-11
19582201 | J8-1708 | Relay, Pad-A USS-922, breaker 6D | Relays-Trip Units | ELV | N/A | NIC | NOT_IN_CONTRACT | 4 | 2012-05-11
19582301 | J8-1708 | Relay, Pad-A USS-922, Tie breaker | Relays-Trip Units | ELV | N/A | NIC | NOT_IN_CONTRACT | 4 | 2012-05-11
19637901 | K6-0894 | Relay, OPF USS-841, Breaker 8D | Relays-Trip Units | ELV | PMHL | FOS | OPERATING | 4 | 2012-08-11
19638001 | K6-0894 | Relay, OPF USS-841, Breaker 8C | Relays-Trip Units | ELV | PMHL | FOS | OPERATING | 4 | 2012-08-11
19651201 | J7-0337 | Relay, Pad-B USS-1052, breaker 5C | Relays-Trip Units | ELV | PMHL | FOS | OPERATING | 4 | 2013-05-30
19651301 | J7-0337 | Relay, Pad-B USS-1052, breaker 6A | Relays-Trip Units | ELV | PMHL | FOS | OPERATING | 4 | 2013-06-21
19651401 | J7-0337 | Relay, Pad-B USS-1052, breaker 6C | Relays-Trip Units | ELV | PMHL | FOS | OPERATING | 4 | 2013-06-07
19651501 | J7-0337 | Relay, Pad-B USS-1052, breaker 2A | Relays-Trip Units | ELV | PMHL | FOS | OPERATING | 4 | 2013-06-01
19651601 | J7-0337 | Relay, Pad-B USS-1052, breaker 2B | Relays-Trip Units | ELV | PMHL | FOS | OPERATING | 4 | 2013-05-15
19651701 | J7-0337 | Relay, Pad-B USS-1052, breaker 2C | Relays-Trip Units | ELV | PMHL | FOS | OPERATING | 4 | 2013-06-01
19651801 | J7-0337 | Relay, Pad-B USS-1052, breaker 2D | Relays-Trip Units | ELV | PMHL | FOS | OPERATING | 4 | 2013-06-01
19651901 | J7-0337 | Relay, Pad-B USS-1052, breaker 3A | Relays-Trip Units | ELV | PMHL | FOS | OPERATING | 4 | 2013-06-01
19652001 | J7-0337 | Relay, Pad-B USS-1052, breaker 5A | Relays-Trip Units | ELV | PMHL | FOS | OPERATING | 4 | 2013-05-31
19652101 | J7-0337 | Relay, Pad-B USS-1052, breaker 5D | Relays-Trip Units | ELV | PMHL | FOS | OPERATING | 4 | 2013-05-16
19652401 | J7-0337 | RELAY, PAD-B USS-1052, B-SIDE MAIN BREAKER | Relays-Trip Units | ELV | PMHL | FOS | OPERATING | 4 | 2013-06-01
19652501 | J7-0337 | Relay, Pad-B USS-1052, A-Side Main breaker | Relays-Trip Units | ELV | PMHL | FOS | OPERATING | 4 | 2013-06-01
19652901 | J7-0337 | Relay, Pad-B USS-1052, Tie breaker | Relays-Trip Units | ELV | PMHL | FOS | OPERATING | 4 | 2013-06-01
19819601 | K6-0494 | Relay, RPSF USS-858, breaker 2A | Relays-Trip Units | ELV | PMHL | FOS | OPERATING | 4 | 2012-07-11
19819701 | K6-0494 | Relay, RPSF USS-858, breaker 2B | Relays-Trip Units | ELV | PMHL | FOS | OPERATING | 4 | 2012-07-11
19819801 | K6-0494 | Relay, RPSF USS-858, breaker 5B | Relays-Trip Units | ELV | PMHL | FOS | OPERATING | 4 | 2012-07-11
19819901 | K6-0494 | Relay, RPSF USS-858, A-Side Main Breaker | Relays-Trip Units | ELV | PMHL | FOS | OPERATING | 4 | 2012-07-11
19820001 | K6-0494 | Relay, RPSF USS-858, B-Side Main Breaker | Relays-Trip Units | ELV | PMHL | FOS | OPERATING | 4 | 2012-07-12
19820101 | K6-0494 | Relay, RPSF USS-858, Tie Breaker | Relays-Trip Units | ELV | PMHL | FOS | OPERATING | 4 | 2012-07-12
19820901 | K6-0494 | Relay, RPSF USS-858, breaker 5A | Relays-Trip Units | ELV | PMHL | FOS | OPERATING | 4 | 2012-07-12
20201001 | K6-0848 | MAIN GATE (F GATE) | Gates-Motorized | STR | PM/TS | NOS | DECOMMISSIONED | 4 | 2011-04-07
20674401 | J8-1708 | Relay, USS-950A Breaker 1C | Relays-Trip Units | ELV | N/A | NIC | NOT_IN_CONTRACT | 4 | 2012-11-01
20674501 | J8-1708 | Relay, USS-950A Breaker 1D | Relays-Trip Units | ELV | N/A | NIC | NOT_IN_CONTRACT | 4 | 2012-11-01
20674601 | J8-1708 | Relay, USS-950A Breaker 2A | Relays-Trip Units | ELV | N/A | NIC | NOT_IN_CONTRACT | 4 | 2012-11-01
20674701 | J8-1708 | Relay, USS-950A Breaker 2B | Relays-Trip Units | ELV | N/A | NIC | NOT_IN_CONTRACT | 4 | 2012-11-01
20674801 | J8-1708 | Relay, USS-950A Breaker 2C | Relays-Trip Units | ELV | N/A | NIC | NOT_IN_CONTRACT | 4 | 2012-11-01
20674901 | J8-1708 | Relay, USS-950A Breaker 2D | Relays-Trip Units | ELV | N/A | NIC | NOT_IN_CONTRACT | 4 | 2012-11-01
20675001 | J8-1708 | Relay, USS-950A Breaker 3B | Relays-Trip Units | ELV | N/A | NIC | NOT_IN_CONTRACT | 4 | 2012-11-01
20675101 | J8-1708 | Relay, USS-950A Breaker 3C | Relays-Trip Units | ELV | N/A | NIC | NOT_IN_CONTRACT | 4 | 2012-11-06
20681101 | K6-0848 | Relay, VAB Tower B USS-802, breaker 8A | Relays-Trip Units | ELV | PMHL | FOS | OPERATING | 4 | 2013-04-08
20684501 | J7-0585 | Relay, Pad-B USS-1023, breaker 6C | Relays-Trip Units | ELV | PMHL | FOS | OPERATING | 5 | 2012-06-19
20688901 | K6-0848 | Relay, VAB Tower B USS-812, breaker 7C | Relays-Trip Units | ELV | PMHL | FOS | OPERATING | 4 | 2012-06-16
20689001 | K6-0848 | Relay, VAB Tower B USS-812, breaker 4C | Relays-Trip Units | ELV | PMHL | FOS | OPERATING | 4 | 2012-06-16
20689101 | K6-0848 | Relay, VAB Tower B USS-812, breaker 3C | Relays-Trip Units | ELV | PMHL | FOS | OPERATING | 4 | 2012-06-16
20690501 | MLP-3 | Relay, MLP-3 USS-928, Breaker 4B | Relays-Trip Units | ELV | N/A | NAB | ABANDONED | 4 | 2012-10-26
20691001 | MLP-3 | Relay, MLP-3 USS-928, Breaker 3A | Relays-Trip Units | ELV | N/A | NAB | ABANDONED | 4 | 2012-10-26
20691401 | MLP-3 | Relay, MLP-3 USS-928, Breaker 3B | Relays-Trip Units | ELV | N/A | NAB | ABANDONED | 4 | 2012-10-25
20691501 | MLP-3 | Relay, MLP-3 USS-928, Breaker 4A | Relays-Trip Units | ELV | N/A | NAB | ABANDONED | 4 | 2012-10-25
20691701 | MLP-3 | Relay, MLP-3 USS-928, Breaker 4C | Relays-Trip Units | ELV | N/A | NAB | ABANDONED | 4 | 2012-10-25
20691801 | MLP-3 | Relay, MLP-3 USS-928, Breaker 4D | Relays-Trip Units | ELV | N/A | NAB | ABANDONED | 4 | 2012-10-25
20691901 | MLP-3 | Relay, MLP-3 USS-928, Tie Breaker | Relays-Trip Units | ELV | N/A | NAB | ABANDONED | 4 | 2012-10-26
20692001 | MLP-3 | Relay, MLP-3 USS-928, Breaker 7C | Relays-Trip Units | ELV | N/A | NAB | ABANDONED | 4 | 2012-10-24
20693301 | MLP-3 | Relay, MLP-3 USS-928, Breaker 8C | Relays-Trip Units | ELV | N/A | NAB | ABANDONED | 4 | 2012-10-24
20693401 | MLP-3 | Relay, MLP-3 USS-928, Breaker 8B | Relays-Trip Units | ELV | N/A | NAB | ABANDONED | 4 | 2012-10-24
20693501 | MLP-3 | Relay, MLP-3 USS-928, Breaker 9C | Relays-Trip Units | ELV | N/A | NAB | ABANDONED | 4 | 2012-10-24
20693601 | MLP-3 | Relay, MLP-3 USS-928, Breaker 9B | Relays-Trip Units | ELV | N/A | NAB | ABANDONED | 4 | 2012-10-24
20693701 | MLP-3 | Relay, MLP-3 USS-928, B-Side Main Breaker | Relays-Trip Units | ELV | N/A | NAB | ABANDONED | 4 | 2012-10-24
20696001 | MLP-3 | Relay, MLP-3 USS-928, A-Side Main Breaker | Relays-Trip Units | ELV | N/A | NAB | ABANDONED | 4 | 2012-10-25
20696101 | MLP-3 | Relay, MLP-3 USS-928, Breaker 3C | Relays-Trip Units | ELV | N/A | NAB | ABANDONED | 4 | 2012-10-25
20696901 | MLP-3 | Relay, MLP-3 USS-928, Breaker 3D | Relays-Trip Units | ELV | N/A | NAB | ABANDONED | 4 | 2012-10-25
20746001 | K6-0848 | Relay, VAB Tower C USS-804, breaker 5A | Relays-Trip Units | ELV | PMHL | FOS | OPERATING | 4 | 2013-05-14
20746101 | K6-0848 | Relay, VAB Tower C USS-804, breaker 6C | Relays-Trip Units | ELV | PMHL | FOS | OPERATING | 4 | 2013-05-14
20766701 | MLP-3 | Relay, MLP-3 USS-928, Breaker 5D | Relays-Trip Units | ELV | N/A | NAB | ABANDONED | 4 | 2012-10-24
20766801 | MLP-3 | Relay, MLP-3 USS-928, Breaker 8A | Relays-Trip Units | ELV | N/A | NAB | ABANDONED | 4 | 2012-10-24
20766901 | MLP-3 | Relay, MLP-3 USS-928, Breaker 8D | Relays-Trip Units | ELV | N/A | NAB | ABANDONED | 4 | 2012-10-26
20767601 | K6-0848 | Relay, VAB Tower B USS-803, breaker 8A | Relays-Trip Units | ELV | PMHL | FOS | OPERATING | 3 | 2012-08-25
20865201 | K6-1249 | Relay, OSB-2 USS-1149, Breaker 2A | Relays-Trip Units | ELV | PMHL | FOS | OPERATING | 5 | 2012-06-09
20865301 | K6-1249 | Relay, OSB-2 USS-1149, Breaker 2B | Relays-Trip Units | ELV | PMHL | FOS | OPERATING | 5 | 2012-06-09
20865401 | K6-1249 | Relay, OSB-2 USS-1149, Breaker 2C | Relays-Trip Units | ELV | PMHL | FOS | OPERATING | 5 | 2012-06-09
20865501 | K6-1249 | Relay, OSB-2 USS-1149, Breaker 3A | Relays-Trip Units | ELV | PMHL | FOS | OPERATING | 5 | 2012-06-09
20865601 | K6-1249 | Relay, OSB-2 USS-1149, Breaker 3B | Relays-Trip Units | ELV | PMHL | FOS | OPERATING | 5 | 2012-06-09
20865701 | K6-1249 | Relay, OSB-2 USS-1149, Breaker 3C | Relays-Trip Units | ELV | PMHL | FOS | OPERATING | 5 | 2012-06-11
20865801 | K6-1249 | Relay, OSB-2 USS-1149, Breaker 7B | Relays-Trip Units | ELV | PMHL | FOS | OPERATING | 5 | 2012-06-09
20865901 | K6-1249 | Relay, OSB-2 USS-1149, Breaker 7A | Relays-Trip Units | ELV | PMHL | FOS | OPERATING | 5 | 2012-06-09
20866001 | K6-1249 | Relay, OSB-2 USS-1149, Breaker 8D | Relays-Trip Units | ELV | PMHL | FOS | OPERATING | 5 | 2012-06-09
20866101 | K6-1249 | Relay, OSB-2 USS-1149, Breaker 8C | Relays-Trip Units | ELV | PMHL | FOS | OPERATING | 5 | 2012-06-09
20866201 | K6-1249 | Relay, OSB-2 USS-1149, Breaker 8B | Relays-Trip Units | ELV | PMHL | FOS | OPERATING | 5 | 2012-06-09
20866301 | K6-1249 | Relay, OSB-2 USS-1149, Breaker 8A | Relays-Trip Units | ELV | PMHL | FOS | OPERATING | 5 | 2012-06-09
20866401 | K6-1249 | Relay, OSB-2 USS-1149, Tie Breaker | Relays-Trip Units | ELV | PMHL | FOS | OPERATING | 5 | 2012-06-09
20866501 | K6-1249 | Relay, OSB-2 USS-1149, A-Side Main Breaker | Relays-Trip Units | ELV | PMHL | FOS | OPERATING | 5 | 2012-06-09
20866601 | K6-1249 | Relay, OSB-2 USS-1149, B-Side Main Breaker | Relays-Trip Units | ELV | PMHL | FOS | OPERATING | 5 | 2012-06-09
21835701 | J7-0337 | Relay, Pad-B USS-1032, B-Side Main breaker | Relays-Trip Units | ELV | PMHL | FOS | OPERATING | 5 | 2012-08-24
21835901 | J7-0337 | Relay, Pad-B USS-1032, breaker 2C | Relays-Trip Units | ELV | PMHL | FOS | OPERATING | 5 | 2012-08-24
21836001 | J7-0337 | Relay, Pad-B USS-1032, breaker 2D | Relays-Trip Units | ELV | PMHL | FOS | OPERATING | 5 | 2012-08-24
21836101 | J7-0337 | Relay, Pad-B USS-1032, breaker 3D | Relays-Trip Units | ELV | PMHL | FOS | OPERATING | 5 | 2012-08-24
21836201 | J7-0337 | Relay, Pad-B USS-1032, breaker 5C | Relays-Trip Units | ELV | PMHL | FOS | OPERATING | 4 | 2012-08-24
21836301 | J7-0337 | Relay, Pad-B USS-1032, breaker 5D | Relays-Trip Units | ELV | PMHL | FOS | OPERATING | 4 | 2012-08-24
21836401 | J7-0337 | Relay, Pad-B USS-1032, Tie breaker | Relays-Trip Units | ELV | PMHL | FOS | OPERATING | 4 | 2012-08-24
21836501 | J7-0337 | Relay, Pad-B USS-1032, breaker 2A | Relays-Trip Units | ELV | PMHL | FOS | OPERATING | 5 | 2012-08-24
21836601 | J7-0337 | Relay, Pad-B USS-1032, breaker 2B | Relays-Trip Units | ELV | PMHL | FOS | OPERATING | 5 | 2012-08-24
21836701 | J7-0337 | Relay, Pad-B USS-1032, breaker 5A | Relays-Trip Units | ELV | PMHL | FOS | OPERATING | 5 | 2012-08-24
21836801 | J7-0337 | Relay, Pad-B USS-1032, breaker 5B | Relays-Trip Units | ELV | PMHL | FOS | OPERATING | 5 | 2012-08-24
21836901 | J7-0337 | RELAY, PAD-B USS-1032, A-SIDE MAIN BREAKER | Relays-Trip Units | ELV | PMHL | FOS | OPERATING | 5 | 2012-08-24
22601001 | ML1 | ELEVATOR #1, TRACTION, 4000 LBS CAPACITY, 600 FPM | Elevator, Traction | MEC | N/A | NIC | NOT_IN_CONTRACT | 4 | 2020-06-11
22602001 | ML1 | ELEVATOR #2, TRACTION, 4000 LBS CAPACITY, 600 FPM | Elevator, Traction | MEC | N/A | NIC | NOT_IN_CONTRACT | 4 | 2020-06-11
15506OPS | K6-0696 | O2 Analyzer, OPF HB-3, SSME Shop | ODMS | ELV | N/A | NIC | NOT_IN_CONTRACT | 4 | 2012-03-06
19500OPS | K6-0894 | O2 Analyzer, OPF HB-1, Crew Cabin | ODMS | ELV | N/A | XSD | DECOMMISSIONED | 4 | 2011-08-18
19501OPS | K6-0894 | O2 Analyzer, OPF HB-1, Aft Platform 2 | ODMS | ELV | N/A | XSD | DECOMMISSIONED | 4 | 2012-05-15
19502OPS | K6-0894 | O2 Analyzer, OPF HB-2, Aft | ODMS | ELV | N/A | XSD | DECOMMISSIONED | 4 | 2012-03-07
19503OPS | K6-0894 | O2 Analyzer, OPF HB-2, Crew Cabin | ODMS | ELV | N/A | XSD | DECOMMISSIONED | 4 | 2012-03-07
19506OPS | K6-0696 | O2 Analyzer, OPF HB-3, Fluids Support | ODMS | ELV | N/A | NIC | NOT_IN_CONTRACT | 4 | 2011-09-09
19511OPS | K6-0894 | O2 Analyzer, OPF HB-1, Fluids Support | ODMS | ELV | N/A | XSD | DECOMMISSIONED | 4 | 2012-10-25
19512OPS | K6-0894 | O2 Analyzer, OPF HB-2, Fluids Support | ODMS | ELV | N/A | XSD | DECOMMISSIONED | 4 | 2012-09-17
19ABB001 | K6-0894 | Controls, PLC Backup Battery [FIC0014] | Battery-Controls | ELV | PM | FOS | OPERATING | 4 | 2023-12-12
19AHWBH001 | K6-0894 | Boiler #1 | Boilers-HW | HVC | PM | FOS | OPERATING | 4 | 2024-04-29
19AHWBH002 | K6-0894 | Boiler #2 | Boilers-HW | HVC | PM | FOS | OPERATING | 4 | 2024-04-22
19AHWBH003 | K6-0894 | Boiler #3 | Boilers-HW | HVC | PM | FOS | OPERATING | 4 | 2024-04-22
19AHWBH004 | K6-0894 | Boiler #4 | Boilers-HW | HVC | PM | FOS | OPERATING | 4 | 2024-04-29
19AHWPP001 | K6-0894 | HWP #1 | Pump-Pad Mount-(HTHW/HW)-GT10HP | HVC | PM | FOS | OPERATING | 4 | 2024-04-22
19AHWPP004 | K6-0894 | HWP #4 | Pump-Pad Mount-(HTHW/HW)-GT10HP | HVC | PM | FOS | OPERATING | 4 | 2023-10-23
19AHWPP005 | K6-0894 | HWP #5 | Pump-Pad Mount-(HTHW/HW)-GT10HP | HVC | PM | FOS | OPERATING | 4 | 2024-04-17
19AIAAH002B | K6-0894 | AHU-2B (480 V, Service Disconnect located in room 125) | AHU-CHW-5T_30T | HVC | PM | FOS | OPERATING | 4 | 2024-01-18
19AIAAH002C | K6-0894 | AHU-2C (480 V, Service Disconnect located in room 125) | AHU-CHW-5T_30T | HVC | PM | FOS | OPERATING | 3 | 2024-05-07
19AIAHF001 | K6-0894 | Humidifier H-1 (480 VAC, Serves OPF-2) | Humidifier | HVC | PM | FOS | OPERATING | 3 | 2023-06-26
19AIAHF002 | K6-0894 | Humidifier H-2 (480 V, Service Disconnects mounted on unit, one each for FAN-1 & | Humidifier | HVC | PM | FOS | OPERATING | 3 | 2024-04-11
19AIAHF004 | K6-0894 | Humidifier H-4 (480 VAC, OPF-1) | Humidifier | HVC | PM | FOS | OPERATING | 3 | 2023-06-26
19AIAHF005 | K6-0894 | Humidifier H-5 (480 VAC, Serves OPF-1) | Humidifier | HVC | PM | FOS | OPERATING | 3 | 2024-05-08
19EBB001 | K6-0894 | Controls, PLC Backup Battery [FIC0015] | Battery-Controls | ELV | PM | FOS | OPERATING | 4 | 2023-12-01
19FSYDL0HB1 | K6-0894 | High Bay 1 Deluge Systems | Fire-Deluge System | PSY | PM | FOS | OPERATING | 3 | 2024-03-07
19FSYDL0HB2 | K6-0894 | High Bay 2 Deluge Systems | Fire-Deluge System | PSY | PM | FOS | OPERATING | 3 | 2023-12-13
19FSYFS101 | K6-0894 | OPF High Bay 1, Overhead Fixed Spray, Zone 1 | Fixed Spray | PSY | N/A | NOS | DECOMMISSIONED | 4 | 2012-05-25
19FSYFS102 | K6-0894 | OPF High Bay 1, Overhead Fixed Spray, Zone 2 | Fixed Spray | PSY | N/A | NOS | DECOMMISSIONED | 3 | 2012-05-31
19FSYFS103 | K6-0894 | OPF High Bay 1, Overhead Fixed Spray, Zone 3 | Fixed Spray | PSY | N/A | NOS | DECOMMISSIONED | 3 | 2012-05-31
19FSYFS104 | K6-0894 | OPF High Bay 1, Overhead Fixed Spray, Zone 4 | Fixed Spray | PSY | N/A | NOS | DECOMMISSIONED | 3 | 2012-06-05
19FSYFS105 | K6-0894 | OPF High Bay 1, Overhead Fixed Spray, Zone 5 | Fixed Spray | PSY | N/A | NOS | DECOMMISSIONED | 3 | 2012-06-05
19FSYFS106 | K6-0894 | OPF High Bay 1, Overhead Fixed Spray, Zone 6 | Fixed Spray | PSY | N/A | NOS | DECOMMISSIONED | 3 | 2015-05-13
19FSYFS107 | K6-0894 | OPF High Bay 1, Platform Fixed Spray, Station 1 | Fixed Spray | PSY | N/A | NOS | DECOMMISSIONED | 4 | 2012-05-30
19FSYFS108 | K6-0894 | OPF High Bay 1, Platform Fixed Spray, Station 2 | Fixed Spray | PSY | N/A | NOS | DECOMMISSIONED | 4 | 2012-05-22
19FSYFS109 | K6-0894 | OPF High Bay 1, Platform Fixed Spray, Station 3 | Fixed Spray | PSY | N/A | NOS | DECOMMISSIONED | 4 | 2012-05-31
19FSYFS110 | K6-0894 | OPF High Bay 1, Platform Fixed Spray, Station 4 | Fixed Spray | PSY | N/A | NOS | DECOMMISSIONED | 4 | 2012-05-22
19FSYFS111 | K6-0894 | OPF High Bay 1, Platform Fixed Spray, Station 5 | Fixed Spray | PSY | N/A | NOS | DECOMMISSIONED | 4 | 2012-05-22
19FSYFS112 | K6-0894 | OPF High Bay 1, Platform Fixed Spray, Station 6 | Fixed Spray | PSY | N/A | NOS | DECOMMISSIONED | 4 | 2012-05-23
19FSYFS113 | K6-0894 | OPF High Bay 1, Platform Fixed Spray, Station 7 | Fixed Spray | PSY | N/A | NOS | DECOMMISSIONED | 4 | 2012-05-22
19FSYFS114 | K6-0894 | OPF High Bay 1, Platform Fixed Spray, Station 8 | Fixed Spray | PSY | N/A | NOS | DECOMMISSIONED | 4 | 2012-05-22
19FSYFS115 | K6-0894 | OPF High Bay 1, Platform Fixed Spray, Station 9 | Fixed Spray | PSY | N/A | NOS | DECOMMISSIONED | 4 | 2012-05-31
19FSYFS116 | K6-0894 | OPF High Bay 1, Platform Fixed Spray, Station 10 | Fixed Spray | PSY | N/A | NOS | DECOMMISSIONED | 4 | 2012-05-29
19FSYFS117 | K6-0894 | OPF High Bay 1, Platform Fixed Spray, Station 11 | Fixed Spray | PSY | N/A | NOS | DECOMMISSIONED | 4 | 2012-05-29
19FSYFS118 | K6-0894 | OPF High Bay 1, Platform Fixed Spray, Station 12 | Fixed Spray | PSY | N/A | NOS | DECOMMISSIONED | 4 | 2012-05-31
19FSYFS119 | K6-0894 | OPF High Bay 1, Platform Fixed Spray, Station 13 | Fixed Spray | PSY | N/A | NOS | DECOMMISSIONED | 4 | 2012-05-30
19FSYFS120 | K6-0894 | OPF High Bay 1, Platform Fixed Spray, Station 14 | Fixed Spray | PSY | N/A | NOS | DECOMMISSIONED | 4 | 2012-05-30
19FSYFS121 | K6-0894 | OPF High Bay 1, Platform Fixed Spray, Station 15 | Fixed Spray | PSY | N/A | NOS | DECOMMISSIONED | 4 | 2012-05-30
19FSYHR101 | K6-0894 | OPF High Bay 1, Hose Station 1 | Fire-Hose | PSY | N/A | XSD | DECOMMISSIONED | 3 | 2012-05-03
19FSYHR102 | K6-0894 | OPF High Bay 1, Hose Station 2 | Fire-Hose | PSY | N/A | XSD | DECOMMISSIONED | 3 | 2012-05-04
19FSYHR103 | K6-0894 | OPF High Bay 1, Hose Station 3 | Fire-Hose | PSY | N/A | XSD | DECOMMISSIONED | 3 | 2012-05-04
19FSYHR104 | K6-0894 | OPF High Bay 1, Hose Station 4 | Fire-Hose | PSY | N/A | XSD | DECOMMISSIONED | 3 | 2012-05-04
19FSYHR105 | K6-0894 | OPF High Bay 1, Hose Station 5 | Fire-Hose | PSY | N/A | XSD | DECOMMISSIONED | 3 | 2012-05-03
19FSYHR106 | K6-0894 | OPF High Bay 1, Hose Station 6 | Fire-Hose | PSY | N/A | XSD | DECOMMISSIONED | 3 | 2012-05-07
19FSYPA001 | K6-0894 | Sprinkler System, Pre-Action, Lowbay | Pre-Action | PSY | PM | FOS | OPERATING | 3 | 2024-02-28
19FSYST001 | K6-0894 | Standpipe 1, OPF High Bay 1 | Standpipe | PSY | PM | FOS | OPERATING | 3 | 2024-02-21
19FSYST002 | K6-0894 | Standpipe 2, OPF High Bay 2 | Standpipe | PSY | PM | FOS | OPERATING | 3 | 2024-02-26
19FSYST003 | K6-0894 | Fire Hose Valves, LowBay | Valves-Fire Hose | PSY | PM | FOS | OPERATING | 3 | 2024-03-06
19FSYST004 | K6-0894 | Fire Hose Valves, Annex | Valves-Fire Hose | PSY | PM | FOS | OPERATING | 3 | 2024-02-29
19FSYWS001 | K6-0894 | Sprinkler System, Wet Pipe, LowBay | Wet Pipe | PSY | PM | FOS | OPERATING | 4 | 2024-04-19
19FSYWS002 | K6-0894B | Sprinkler Systems, Wet Pipe, K6-0894B | Wet Pipe | PSY | PM | FOS | OPERATING | 3 | 2024-02-21
19FWDPIV06 | K6-0894 | PIV, HB1 Supply, 16-OPF-6 (A515179) | Valves-PIV | WWS | PM | FOS | OPERATING | 4 | 2023-09-06
19FWDPIV07 | K6-0894 | PIV, Lowbay Supply, 6-OPF-7 | Valves-PIV | WWS | PM | FOS | OPERATING | 4 | 2023-09-06
19FWDPIV17 | K6-0894 | PIV, HB-2, Supply, 16-OPF-17 (A538174) | Valves-PIV | WWS | PM | FOS | OPERATING | 4 | 2023-09-06
20ABB001 | K6-0848 | Controls, PLC Backup Battery [FIC0004] | Battery-Controls | ELV | PM | FOS | OPERATING | 3 | 2023-12-12
20AIAUA001 | K6-0848 | Package Unit, A/C-1 | AHU-DX-Package-LT5T | HVC | PM | FOS | OPERATING | 2 | 2024-05-01
20AIAUA002 | K6-0848 | Package Unit, A/C-2 | AHU-DX-Package-5T_30T | HVC | PM | FOS | OPERATING | 2 | 2024-05-01
20AJAUA002 | K6-0848 | Package Unit, A/C-2 | AHU-DX-Package-LT5T | HVC | N/A | XSD | DECOMMISSIONED | 2 | 2021-08-30
20E119101 | K6-0848 | Battery Bank, 48V, SWST 817A | Battery Bank-Lead Acid (VRLA) | ELV | PM | FOS | OPERATING | 1 | 2024-04-26
20E119102 | K6-0848 | Battery Bank, 48V, SWST 817B | Battery Bank-Lead Acid (VRLA) | ELV | PM | FOS | OPERATING | 1 | 2024-04-26
20EBB001 | K6-0848 | Controls, PLC Backup Battery [FIC0005] | Battery-Controls | ELV | PM | FOS | OPERATING | 3 | 2023-12-12
20FSYPR001 | K6-0848 | PRESSURE RELIEF SYSTEM, FIRE SPRINKLER, #1 | Pressure-Relief | PSY | PM | FOS | OPERATING | 3 | 2023-09-13
20FSYPR002 | K6-0848 | PRESSURE RELIEF SYSTEM, FIRE SPRINKLER, #2 | Pressure-Relief | PSY | PM | FOS | OPERATING | 3 | 2023-09-13
20FSYST001 | K6-0848 | Standpipe - Fire Hose Valve System per Stairwell 01 | Standpipe | PSY | PM | FOS | OPERATING | 3 | 2023-09-14
20FSYST002 | K6-0848 | Standpipe - Fire Hose Valve System per Stairwell 02 | Standpipe | PSY | PM | FOS | OPERATING | 3 | 2023-09-14
20FSYST003 | K6-0848 | Standpipe - Fire Hose Valve System per Stairwell 03 | Standpipe | PSY | PM | FOS | OPERATING | 4 | 2023-10-20
20FSYST004 | K6-0848 | Standpipe - Fire Hose Valve System per Stairwell 04 | Standpipe | PSY | PM | FOS | OPERATING | 4 | 2024-04-01
20FSYST005 | K6-0848 | Standpipe - Fire Hose Valve System per Stairwell 05 | Standpipe | PSY | PM | FOS | OPERATING | 4 | 2024-04-05
20FSYST006 | K6-0848 | Standpipe - Fire Hose Valve System per Stairwell 06 | Standpipe | PSY | PM | FOS | OPERATING | 3 | 2024-04-05
20FSYST007 | K6-0848 | Standpipe - Fire Hose Valve System per Stairwell 07 | Standpipe | PSY | PM | FOS | OPERATING | 3 | 2024-04-01
20FSYST008 | K6-0848 | Standpipe - Fire Hose Valve System per Stairwell 08 | Standpipe | PSY | PM | FOS | OPERATING | 4 | 2024-05-01
20FSYST009 | K6-0848 | Standpipe - Fire Hose Valve System per Stairwell 09 | Standpipe | PSY | PM | FOS | OPERATING | 3 | 2024-04-15
20FSYST010 | K6-0848 | Standpipe - Fire Hose Valve System per Stairwell 10 | Standpipe | PSY | PM | FOS | OPERATING | 3 | 2024-04-19
20FSYST011 | K6-0848 | Standpipe - Fire Hose Valve System per Stairwell 11 | Standpipe | PSY | PM | FOS | OPERATING | 3 | 2024-04-17
20FSYST012 | K6-0848 | Standpipe - Fire Hose Valve System per Stairwell 12 | Standpipe | PSY | PM | FOS | OPERATING | 3 | 2023-06-13
20FSYST013 | K6-0848 | Standpipe - Fire Hose Valve System per Stairwell 13 | Standpipe | PSY | PM | FOS | OPERATING | 3 | 2023-06-05
20FSYST014 | K6-0848 | Standpipe - Fire Hose Valve System per Stairwell 14 | Standpipe | PSY | PM | FOS | OPERATING | 3 | 2023-12-13
20FSYST015 | K6-0848 | Standpipe - Fire Hose Valve System per Stairwell 15 | Standpipe | PSY | PM | FOS | OPERATING | 3 | 2023-10-23
20FSYST016 | K6-0848 | Standpipe - Fire Hose Valve System per Stairwell 16 | Standpipe | PSY | PM | FOS | OPERATING | 3 | 2023-10-31
20FSYST017 | K6-0848 | Standpipe - Fire Hose Valve System per Stairwell 17 | Standpipe | PSY | PM | FOS | OPERATING | 3 | 2024-01-09
20FSYST018 | K6-0848 | Standpipe - Fire Hose Valve System per Stairwell 18 | Standpipe | PSY | PM | FOS | OPERATING | 3 | 2023-10-31
20FSYST100 | K6-0848 | Standpipe - Fire Hose Valve System, High Bay 1 Interior | Standpipe | PSY | PM | FOS | OPERATING | 3 | 2024-01-05
20FSYST200 | K6-0848 | Standpipe - Fire Hose Valve System, High Bay 2 Interior | Standpipe | PSY | PM | FOS | OPERATING | 3 | 2024-01-05
20FSYST300 | K6-0848 | Standpipe - Fire Hose Valve System, High Bay 3 Interior | Standpipe | PSY | PM | FOS | OPERATING | 3 | 2024-01-05
20FSYST400 | K6-0848 | Standpipe - Fire Hose Valve System, High Bay 4 Interior | Standpipe | PSY | PM | FOS | OPERATING | 3 | 2024-01-05
20FSYST501 | K6-0848 | Standpipe - Fire Hose Valve System, Area M/N Interior | Standpipe | PSY | PM | FOS | OPERATING | 3 | 2023-10-23
20FSYST502 | K6-0848 | Standpipe - Fire Hose Valve System, Area M/N Interior | Standpipe | PSY | PM | FOS | OPERATING | 3 | 2023-10-20
20FSYST601 | K6-0848 | Standpipe - Fire Hose Valve System, Area K/L Interior | Standpipe | PSY | PM | FOS | OPERATING | 3 | 2023-12-22
20FSYST602 | K6-0848 | Standpipe - Fire Hose Valve System, Area K/L Interior | Standpipe | PSY | PM | FOS | OPERATING | 3 | 2024-01-03
20FSYWS001 | K6-0848 | WET PIPE FIRE SPRINKLER | Wet Pipe | PSY | PM | FOS | OPERATING | 3 | 2024-01-02
20FSYWS002 | K6-0848 | WET PIPE SPRINKLER SYSTEM | Wet Pipe | PSY | PM | FOS | OPERATING | 3 | 2024-01-29
20FSYWSE0502 | K6-0848 | Wet Pipe Fire Sprinkler with 55L PRV | Wet Pipe | PSY | PM | FOS | OPERATING | 3 | 2023-12-07
20FSYWSE0801 | K6-0848 | Wet Pipe Fire Sprinkler with 55L PRV | Wet Pipe | PSY | PM | FOS | OPERATING | 3 | 2023-12-11
20FSYWSE1201 | K6-0848 | Wet Pipe Fire Sprinkler with 55L PRV | Wet Pipe | PSY | PM | FOS | OPERATING | 3 | 2024-01-24
20FSYWSE1401 | K6-0848 | Wet Pipe Fire Sprinkler with 55L PRV | Wet Pipe | PSY | PM | FOS | OPERATING | 3 | 2023-12-11
20FSYWSE1601 | K6-0848 | Wet Pipe Fire Sprinkler with 55L PRV | Wet Pipe | PSY | PM | FOS | OPERATING | 3 | 2023-12-07
20FSYWSE2001 | K6-0848 | Wet Pipe Fire Sprinkler with 55L PRV | Wet Pipe | PSY | PM | FOS | OPERATING | 3 | 2024-01-17
20FSYWSE2201 | K6-0848 | Wet Pipe Fire Sprinkler with 55L PRV | Wet Pipe | PSY | PM | FOS | OPERATING | 3 | 2024-01-17
20FSYWSE2301 | K6-0848 | Wet Pipe Fire Sprinkler with 55L PRV | Wet Pipe | PSY | PM | FOS | OPERATING | 3 | 2024-01-23
20FSYWSE2501 | K6-0848 | Wet Pipe Fire Sprinkler with 55L PRV | Wet Pipe | PSY | PM | FOS | OPERATING | 3 | 2024-01-17
20FSYWSE2601 | K6-0848 | Wet Pipe Fire Sprinkler with 55L PRV | Wet Pipe | PSY | PM | FOS | OPERATING | 3 | 2024-01-17
20FSYWSE2801 | K6-0848 | Wet Pipe Fire Sprinkler with 55L PRV | Wet Pipe | PSY | PM | FOS | OPERATING | 3 | 2023-11-17
20FSYWSF0801 | K6-0848 | Wet Pipe Fire Sprinkler with 55L PRV | Wet Pipe | PSY | PM | FOS | OPERATING | 3 | 2023-11-22
20FSYWSF1001 | K6-0848 | Wet Pipe Fire Sprinkler with 55L PRV | Wet Pipe | PSY | PM | FOS | OPERATING | 3 | 2023-11-15
20FSYWSF1201 | K6-0848 | Wet Pipe Fire Sprinkler with 55L PRV | Wet Pipe | PSY | PM | FOS | OPERATING | 3 | 2023-11-15
20FSYWSF1401 | K6-0848 | Wet Pipe Fire Sprinkler with 55L PRV | Wet Pipe | PSY | PM | FOS | OPERATING | 3 | 2023-11-22
20FSYWSF1601 | K6-0848 | Wet Pipe Fire Sprinkler with 55L PRV | Wet Pipe | PSY | PM | FOS | OPERATING | 3 | 2024-01-30
20FSYWSF1602 | K6-0848 | Wet Pipe Fire Sprinkler with 55L PRV | Wet Pipe | PSY | PM | FOS | OPERATING | 3 | 2024-01-30
20FSYWSF2001 | K6-0848 | Wet Pipe Fire Sprinkler with 55L PRV | Wet Pipe | PSY | PM | FOS | OPERATING | 3 | 2024-02-13
20FSYWSF2002 | K6-0848 | Wet Pipe Fire Sprinkler with 55L PRV | Wet Pipe | PSY | PM | FOS | OPERATING | 3 | 2024-02-28
20FSYWSF2201 | K6-0848 | Wet Pipe Fire Sprinkler with 55L PRV | Wet Pipe | PSY | PM | FOS | OPERATING | 4 | 2024-01-31
20FSYWSF2301 | K6-0848 | Wet Pipe Fire Sprinkler with 55L PRV | Wet Pipe | PSY | PM | FOS | OPERATING | 3 | 2024-02-12
20FSYWSF2501 | K6-0848 | Wet Pipe Fire Sprinkler with 55L PRV | Wet Pipe | PSY | PM | FOS | OPERATING | 3 | 2024-02-13
20FSYWSF2502 | K6-0848 | Wet Pipe Fire Sprinkler with 55L PRV | Wet Pipe | PSY | PM | FOS | OPERATING | 3 | 2024-02-28
20FSYWSF2801 | K6-0848 | Wet Pipe Fire Sprinkler with 55L PRV | Wet Pipe | PSY | PM | FOS | OPERATING | 3 | 2024-01-31
20FWDCP0178 | K6-0848 | Master Control Fire Pump P-1 [FIC0178] | Controls-PLC | ELV | PM | FOS | OPERATING | 3 | 2023-12-12
20FWDCP0180 | K6-0848 | Master Control Fire Pump P-2 [FIC0180] | Controls-PLC | ELV | PM | FOS | OPERATING | 3 | 2024-04-29
20FWDCP0182 | K6-0848 | Master Control Fire Pump P-3 [FIC0182] | Controls-PLC | ELV | PM | FOS | OPERATING | 3 | 2024-04-29
20FWDCP0184 | K6-0848 | Master Control Fire Pump P-4 [FIC0184] | Controls-PLC | ELV | PM | FOS | OPERATING | 3 | 2024-04-29
20FWDCP0188 | K6-0848 | Master Control Fire Pump P-1 [FIC0188] | Controls-PLC | ELV | PM | FOS | OPERATING | 3 | 2023-07-27
20FWDCP0190 | K6-0848 | Master Control Fire Pump P-2 [FIC0190] | Controls-PLC | ELV | PM | FOS | OPERATING | 3 | 2023-07-27
20FWDCP0192 | K6-0848 | Master Control Fire Pump P-3 [FIC0192] | Controls-PLC | ELV | PM | FOS | OPERATING | 3 | 2023-06-21
20FWDCP0194 | K6-0848 | Master Control Fire Pump P-4 [FIC0194] | Controls-PLC | ELV | PM | FOS | OPERATING | 3 | 2023-06-21
20FWDCVHA01 | K6-0848 | CONTROL VALVE, OS&Y | Valves-Fire | WWS | PM | FOS | OPERATING | 3 | 2023-11-13
20FWDCVHB01 | K6-0848 | CONTROL VALVE, OS&Y | Valves-Fire | WWS | PM | FOS | OPERATING | 3 | 2023-11-13
20FWDCVHB02 | K6-0848 | CONTROL VALVE, OS&Y | Valves-Fire | WWS | PM | FOS | OPERATING | 3 | 2024-05-06
20FWDCVHC01 | K6-0848 | CONTROL VALVE, OS&Y | Valves-Fire | WWS | PM | FOS | OPERATING | 3 | 2024-04-09
20FWDCVHC02 | K6-0848 | CONTROL VALVE, OS&Y | Valves-Fire | WWS | PM | FOS | OPERATING | 3 | 2024-04-03
20FWDCVHC03 | K6-0848 | CONTROL VALVE, OS&Y | Valves-Fire | WWS | PM | FOS | OPERATING | 4 | 2024-05-02
20FWDCVHD01 | K6-0848 | CONTROL VALVE, OS&Y | Valves-Fire | WWS | PM | FOS | OPERATING | 4 | 2024-05-08
20FWDCVHD02 | K6-0848 | CONTROL VALVE, OS&Y | Valves-Fire | WWS | PM | FOS | OPERATING | 4 | 2023-06-02
20FWDCVHD03 | K6-0848 | CONTROL VALVE, OS&Y | Valves-Fire | WWS | PM | FOS | OPERATING | 4 | 2023-06-02
20FWDCVHE01 | K6-0848 | CONTROL VALVE, OS&Y | Valves-Fire | WWS | PM | FOS | OPERATING | 3 | 2024-02-22
20FWDCVHE02 | K6-0848 | CONTROL VALVE, OS&Y | Valves-Fire | WWS | PM | FOS | OPERATING | 3 | 2024-02-22
20FWDCVHF01 | K6-0848 | CONTROL VALVE, OS&Y | Valves-Fire | WWS | PM | FOS | OPERATING | 3 | 2024-02-27
20FWDCVHF02 | K6-0848 | CONTROL VALVE, OS&Y | Valves-Fire | WWS | PM | FOS | OPERATING | 3 | 2024-03-13
20FWDCVHF03 | K6-0848 | CONTROL VALVE, OS&Y | Valves-Fire | WWS | PM | FOS | OPERATING | 3 | 2024-02-26
20FWDCVLA01 | K6-0848 | CONTROL VALVE, OS&Y | Valves-Fire | WWS | PM | FOS | OPERATING | 3 | 2023-12-11
20FWDCVLA02 | K6-0848 | CONTROL VALVE, OS&Y | Valves-Fire | WWS | PM | FOS | OPERATING | 3 | 2023-12-22
20FWDCVLA03 | K6-0848 | CONTROL VALVE, OS&Y | Valves-Fire | WWS | PM | FOS | OPERATING | 3 | 2023-12-27
20FWDCVLA04 | K6-0848 | CONTROL VALVE, OS&Y | Valves-Fire | WWS | PM | FOS | OPERATING | 3 | 2023-12-22
20FWDCVLA05 | K6-0848 | CONTROL VALVE, OS&Y | Valves-Fire | WWS | PM | FOS | OPERATING | 3 | 2023-12-27
20FWDCVLB01 | K6-0848 | CONTROL VALVE, OS&Y | Valves-Fire | WWS | PM | FOS | OPERATING | 4 | 2023-11-17
20FWDCVLB02 | K6-0848 | CONTROL VALVE, OS&Y | Valves-Fire | WWS | PM | FOS | OPERATING | 4 | 2023-11-13
20FWDCVLB03 | K6-0848 | CONTROL VALVE, OS&Y | Valves-Fire | WWS | PM | FOS | OPERATING | 3 | 2023-11-13
20FWDCVLC01 | K6-0848 | CONTROL VALVE, OS&Y | Valves-Fire | WWS | PM | FOS | OPERATING | 3 | 2024-02-01
20FWDCVLC02 | K6-0848 | CONTROL VALVE, OS&Y | Valves-Fire | WWS | PM | FOS | OPERATING | 3 | 2024-02-01
20FWDCVLC03 | K6-0848 | CONTROL VALVE, OS&Y | Valves-Fire | WWS | PM | FOS | OPERATING | 4 | 2024-02-01
20FWDCVLC04 | K6-0848 | CONTROL VALVE, OS&Y | Valves-Fire | WWS | PM | FOS | OPERATING | 4 | 2024-02-01
20FWDCVLC05 | K6-0848 | CONTROL VALVE, OS&Y | Valves-Fire | WWS | PM | FOS | OPERATING | 3 | 2024-02-02
20FWDCVLD01 | K6-0848 | CONTROL VALVE, OS&Y | Valves-Fire | WWS | PM | FOS | OPERATING | 3 | 2024-05-02
20FWDCVLD02 | K6-0848 | CONTROL VALVE, OS&Y | Valves-Fire | WWS | PM | FOS | OPERATING | 3 | 2024-05-02
20FWDCVLD03 | K6-0848 | CONTROL VALVE, OS&Y | Valves-Fire | WWS | PM | FOS | OPERATING | 3 | 2024-05-08
20FWDCVLD04 | K6-0848 | CONTROL VALVE, OS&Y | Valves-Fire | WWS | PM | FOS | OPERATING | 3 | 2024-05-08
20FWDCVLE01 | K6-0848 | CONTROL VALVE, OS&Y | Valves-Fire | WWS | PM | FOS | OPERATING | 3 | 2024-03-12
20FWDCVLE02 | K6-0848 | CONTROL VALVE, OS&Y | Valves-Fire | WWS | PM | FOS | OPERATING | 3 | 2024-03-12
20FWDCVLE03 | K6-0848 | CONTROL VALVE, OS&Y | Valves-Fire | WWS | PM | FOS | OPERATING | 3 | 2024-03-12
20FWDCVLF01 | K6-0848 | CONTROL VALVE, OS&Y | Valves-Fire | WWS | PM | FOS | OPERATING | 3 | 2024-02-22
20FWDCVLF02 | K6-0848 | CONTROL VALVE, OS&Y | Valves-Fire | WWS | PM | FOS | OPERATING | 3 | 2024-02-27
20FWDCVLF03 | K6-0848 | CONTROL VALVE, OS&Y | Valves-Fire | WWS | PM | FOS | OPERATING | 3 | 2024-02-27
20FWDCVLF04 | K6-0848 | CONTROL VALVE, OS&Y | Valves-Fire | WWS | PM | FOS | OPERATING | 3 | 2024-02-27
20FWDCVMA01 | K6-0848 | CONTROL VALVE, OS&Y | Valves-Fire | WWS | PM | FOS | OPERATING | 3 | 2024-01-02
20FWDCVMB01 | K6-0848 | CONTROL VALVE, OS&Y | Valves-Fire | WWS | PM | FOS | OPERATING | 3 | 2023-11-13
20FWDCVMB02 | K6-0848 | CONTROL VALVE, OS&Y | Valves-Fire | WWS | PM | FOS | OPERATING | 3 | 2024-02-01
20FWDCVMC01 | K6-0848 | CONTROL VALVE, OS&Y | Valves-Fire | WWS | PM | FOS | OPERATING | 3 | 2024-04-09
20FWDCVMC02 | K6-0848 | CONTROL VALVE, OS&Y | Valves-Fire | WWS | PM | FOS | OPERATING | 3 | 2024-04-03
20FWDCVMC03 | K6-0848 | CONTROL VALVE, OS&Y | Valves-Fire | WWS | PM | FOS | OPERATING | 4 | 2024-04-26
20FWDCVMD01 | K6-0848 | CONTROL VALVE, OS&Y | Valves-Fire | WWS | PM | FOS | OPERATING | 4 | 2023-06-02
20FWDCVMD02 | K6-0848 | CONTROL VALVE, OS&Y | Valves-Fire | WWS | PM | FOS | OPERATING | 4 | 2023-06-02
20FWDCVMD03 | K6-0848 | CONTROL VALVE, OS&Y | Valves-Fire | WWS | PM | FOS | OPERATING | 4 | 2023-06-02
20FWDCVME01 | K6-0848 | CONTROL VALVE, OS&Y | Valves-Fire | WWS | PM | FOS | OPERATING | 3 | 2024-03-12
20FWDCVME02 | K6-0848 | CONTROL VALVE, OS&Y | Valves-Fire | WWS | PM | FOS | OPERATING | 3 | 2024-02-22
20FWDCVMF01 | K6-0848 | CONTROL VALVE, OS&Y | Valves-Fire | WWS | PM | FOS | OPERATING | 3 | 2024-02-26
20FWDCVMF02 | K6-0848 | CONTROL VALVE, OS&Y | Valves-Fire | WWS | PM | FOS | OPERATING | 3 | 2024-03-13
20FWDCVMF03 | K6-0848 | CONTROL VALVE, OS&Y | Valves-Fire | WWS | PM | FOS | OPERATING | 3 | 2024-02-26
20FWDCVTHA1 | K6-0848 | CONTROL VALVE, OS&Y | Valves-Fire | WWS | PM | FOS | OPERATING | 3 | 2023-08-24
20FWDCVTMA1 | K6-0848 | CONTROL VALVE, OS&Y | Valves-Fire | WWS | PM | FOS | OPERATING | 3 | 2023-08-24
20FWDPE101 | K6-0848 | VAB Fire Pump #1, A-10 | Pump-Fire | WWS | PM | FOS | OPERATING | 3 | 2024-03-15
20FWFQVE1400 | K6-0848 | Quad Valve Set, GN2 operated | Fire-Deluge System | PSY | PM | FOS | OPERATING | 3 | 2024-05-10
20FWFQVE2000 | K6-0848 | Quad Valve Set, GN2 operated | Fire-Deluge System | PSY | PM | FOS | OPERATING | 3 | 2024-05-06
20FWFQVE2400 | K6-0848 | Quad Valve Set, GN2 operated | Fire-Deluge System | PSY | PM | FOS | OPERATING | 3 | 2024-05-08
20FWFQVE2800 | K6-0848 | Quad Valve Set, GN2 operated | Fire-Deluge System | PSY | PM | FOS | OPERATING | 3 | 2024-05-09
20FWFQVF1400 | K6-0848 | Quad Valve Set, GN2 operated | Fire-Deluge System | PSY | PM | FOS | OPERATING | 3 | 2024-04-05
20FWFQVF2000 | K6-0848 | Quad Valve Set, GN2 operated | Fire-Deluge System | PSY | PM | FOS | OPERATING | 3 | 2024-04-04
20FWFQVF2400 | K6-0848 | Quad Valve Set, GN2 operated | Fire-Deluge System | PSY | PM | FOS | OPERATING | 3 | 2024-03-29
20FWFQVF2800 | K6-0848 | Quad Valve Set, GN2 operated | Fire-Deluge System | PSY | PM | FOS | OPERATING | 3 | 2024-05-02
20FWI101 | K6-0848 | Fire Protection MLP Interface | Water Interface | WWS | PM/AS | FOS | OPERATING | 3 | 2013-05-01
20FWI102 | K6-0848 | Potable Water MLP Interface | Water Interface | WWS | PM/AS | FOS | OPERATING | 3 | 2013-05-01
20FWI103 | K6-0848 | Safewaste MLP Interface | Water Interface | WWS | PM/AS | FOS | OPERATING | 3 | 2013-05-01
20FWI104 | K6-0848 | Industrial Waste MLP Interface | Water Interface | WWS | PM/AS | FOS | OPERATING | 3 | 2013-05-01
20FWI201 | K6-0848 | Fire Protection MLP Interface | Water Interface | WWS | PM/AS | FOS | OPERATING | 3 | 2013-11-05
20FWI202 | K6-0848 | Potable Water MLP Interface | Water Interface | WWS | PM/AS | FOS | OPERATING | 3 | 2013-11-05
20FWI203 | K6-0848 | Safewaste MLP Interface | Water Interface | WWS | PM/AS | FOS | OPERATING | 3 | 2013-11-05
20FWI204 | K6-0848 | Industrial Waste MLP Interface | Water Interface | WWS | PM/AS | FOS | OPERATING | 3 | 2012-04-17
20FWI301 | K6-0848 | Fire Protection MLP Interface | Water Interface | WWS | PM/AS | FOS | OPERATING | 3 | 2013-05-01
20FWI302 | K6-0848 | Potable Water MLP Interface | Water Interface | WWS | PM | FOS | OPERATING | 3 | 2024-02-02
20FWI303 | K6-0848 | Safewaste MLP Interface | Water Interface | WWS | PM | FOS | OPERATING | 3 | 2024-02-02
20FWI304 | K6-0848 | Industrial Waste MLP Interface | Water Interface | WWS | PM/AS | FOS | OPERATING | 3 | 2013-05-01
21FST001 | M7-1362 | HMF Area Surge Tank FX-ST1 | Tanks-Fire-Surge | WWS | N/A | XSD | DECOMMISSIONED | 3 | 2018-09-11
21FST002 | M7-1362 | HMF Area Surge Tank FX-ST2 | Tanks-Fire-Surge | WWS | N/A | NAB | ABANDONED | 2 | 2020-11-11
21FST003 | M7-1362 | HMF Area Surge Tank FX-ST3 | Tanks-Fire-Surge | WWS | N/A | XSD | DECOMMISSIONED | 3 | 2021-03-04
21FST004 | M7-1362 | HMF Area Surge Tank FX-ST4 | Tanks-Fire-Surge | WWS | N/A | XSD | DECOMMISSIONED | 4 | 2021-03-05
220594-R1 | J7-1387 | Cathodic Protection Systems, Oil Filled, Reservoir J7-1387 (Steel Tank) | Cathodic Prot | ELV | PM | FOS | OPERATING | 4 | 2024-03-14
222ELITE | ML1 | LIGHTS, EMERGENCY & EXIT, ML1 | Emer-Exit Lights | ELV | N/A | NIC | NOT_IN_CONTRACT | 4 | 2012-11-13
22AIAAH009 | ML1 | AHU-1, CHW | AHU-CHW-5T_30T | HVC | N/A | NIC | NOT_IN_CONTRACT | 3 | 2020-02-25
22AIAAH010 | ML1 | AHU-2, CHW | AHU-CHW-5T_30T | HVC | N/A | NIC | NOT_IN_CONTRACT | 3 | 2020-02-25
22AIAAH011 | ML1 | AHU-3, CHW | AHU-CHW-5T_30T | HVC | N/A | NIC | NOT_IN_CONTRACT | 3 | 2020-02-25
22AIAAH012 | ML1 | AHU-4, CHW | AHU-CHW-5T_30T | HVC | N/A | NIC | NOT_IN_CONTRACT | 3 | 2020-02-25
22AIAAH013 | ML1 | AHU-5, CHW | AHU-CHW-5T_30T | HVC | N/A | NIC | NOT_IN_CONTRACT | 3 | 2020-02-25
22AIAAH014 | ML1 | AHU-6, CHW | AHU-CHW-5T_30T | HVC | N/A | NIC | NOT_IN_CONTRACT | 3 | 2020-02-26
22AIAAH015 | ML1 | AHU-7, CHW | AHU-CHW-5T_30T | HVC | N/A | NIC | NOT_IN_CONTRACT | 3 | 2020-02-26
22AIAAX001 | ML1 | AHU-1, DX | AHU-DX-LT5T | HVC | N/A | NIC | NOT_IN_CONTRACT | 3 | 2020-02-24
22AIAAX002 | ML1 | AHU-2, DX | AHU-DX-LT5T | HVC | N/A | NIC | NOT_IN_CONTRACT | 3 | 2020-02-24
22AIAAX002A | ML1 | AHU-2A, DX | AHU-DX-LT5T | HVC | N/A | NIC | NOT_IN_CONTRACT | 3 | 2020-02-24
22AIAAX003 | ML1 | AHU-3, DX | AHU-DX-LT5T | HVC | N/A | NIC | NOT_IN_CONTRACT | 3 | 2020-02-24
22AIAAX003A | ML1 | AHU-3A, DX | AHU-DX-LT5T | HVC | N/A | NIC | NOT_IN_CONTRACT | 3 | 2020-02-24
22AIAAX004 | ML1 | AHU-4, DX | AHU-DX-LT5T | HVC | N/A | NIC | NOT_IN_CONTRACT | 3 | 2020-02-24
22AIAAX004A | ML1 | AHU-4A, DX | AHU-DX-LT5T | HVC | N/A | NIC | NOT_IN_CONTRACT | 3 | 2020-02-24
22AIACU001 | ML1 | CONDENSING UNIT, CU-1 | AHU-DX-Condenser | HVC | N/A | NIC | NOT_IN_CONTRACT | 2 | 2019-07-25
22AIACU002 | ML1 | CONDENSING UNIT, CU-2 | AHU-DX-Condenser | HVC | N/A | NIC | NOT_IN_CONTRACT | 2 | 2019-07-25
22AIACU002A | ML1 | CONDENSING UNIT, CU-2A | AHU-DX-Condenser | HVC | N/A | NIC | NOT_IN_CONTRACT | 2 | 2019-07-25
22AIACU003 | ML1 | CONDENSING UNIT, CU-3 | AHU-DX-Condenser | HVC | N/A | NIC | NOT_IN_CONTRACT | 2 | 2019-07-25
22AIACU003A | ML1 | CONDENSING UNIT, CU-3A | AHU-DX-Condenser | HVC | N/A | NIC | NOT_IN_CONTRACT | 2 | 2019-07-25
22AIACU004 | ML1 | CONDENSING UNIT, CU-4 | AHU-DX-Condenser | HVC | N/A | NIC | NOT_IN_CONTRACT | 2 | 2019-07-25
22AIACU004A | ML1 | CONDENSING UNIT, CU-4A | AHU-DX-Condenser | HVC | N/A | NIC | NOT_IN_CONTRACT | 2 | 2019-07-25
22E01002 | ML1 | Breaker Main 5B 2000A 480/277V Draw Out type SQ D | Circuit Breaker-LV Draw Out | ELV | N/A | NIC | NOT_IN_CONTRACT | 4 | 2012-10-19
22E01003 | ML1 | SS-927,Â Substation Secondary,Â ML-1 | Substation-LV-Draw Out | ELV | N/A | NIC | NOT_IN_CONTRACT | 4 | 2012-10-19
22E01004 | ML1 | Breaker 2A 800A 480/277V Draw Out type SQ D | Circuit Breaker-LV Draw Out | ELV | N/A | NIC | NOT_IN_CONTRACT | 4 | 2012-10-19
22E01005 | ML1 | Breaker 2C 800A 480/277V Draw Out type SQ D | Circuit Breaker-LV Draw Out | ELV | N/A | NIC | NOT_IN_CONTRACT | 4 | 2012-10-19
22E01006 | ML1 | Breaker 3A 800A 480/277V Draw Out type SQ D | Circuit Breaker-LV Draw Out | ELV | N/A | NIC | NOT_IN_CONTRACT | 4 | 2012-10-19
22E01007 | ML1 | Breaker 3B 800A 480/277V Draw Out type SQ D | Circuit Breaker-LV Draw Out | ELV | N/A | NIC | NOT_IN_CONTRACT | 4 | 2012-10-19
22E01008 | ML1 | Breaker 3C 800A 480/277V Draw Out type SQ D | Circuit Breaker-LV Draw Out | ELV | N/A | NIC | NOT_IN_CONTRACT | 4 | 2012-10-19
22E01009 | ML1 | Breaker 3D 2000A 480/277V Draw Out type SQ D | Circuit Breaker-LV Draw Out | ELV | N/A | NIC | NOT_IN_CONTRACT | 4 | 2012-10-19
22E01010 | ML1 | Breaker 4A 2000A 480/277V Draw Out type SQ D | Circuit Breaker-LV Draw Out | ELV | N/A | NIC | NOT_IN_CONTRACT | 4 | 2012-10-19
22E01011 | ML1 | Breaker 4B 800A 480/277V Draw Out type SQ D | Circuit Breaker-LV Draw Out | ELV | N/A | NIC | NOT_IN_CONTRACT | 4 | 2012-10-19
22E01012 | ML1 | Breaker 4C 800A 480/277V Draw Out type SQ D | Circuit Breaker-LV Draw Out | ELV | N/A | NIC | NOT_IN_CONTRACT | 4 | 2012-10-19
22E01013 | ML1 | Breaker 4D 2000A 480/277V Draw Out type SQ D | Circuit Breaker-LV Draw Out | ELV | N/A | NIC | NOT_IN_CONTRACT | 4 | 2012-10-19
22E01017 | ML1 | ATS-142, MLB-AB5, 1200 A 480/277V,60hz,3 Phase,4 Wire 4 Poles | ATS | ELV | N/A | NIC | NOT_IN_CONTRACT | 4 | 2012-10-01
22E01021 | ML1 | ATS-147,Â MLT-345,Â 225Â AÂ 480/277V,60hz,3Â Phase,4Â WireÂ 3Â Poles | ATS | ELV | N/A | NIC | NOT_IN_CONTRACT | 4 | 2012-10-01
22E01027 | ML1 | ATS-144, MLB-A1-UPS, 200 A 480/277V,60hz,3 Phase,4 Wire 4 Poles | ATS | ELV | N/A | XSD | DECOMMISSIONED | 4 | 2012-10-01
22E02002 | ML1 | Breaker Main A 1B 2000A 480/277V Draw Out type SQ D | Circuit Breaker-LV Draw Out | ELV | N/A | NIC | NOT_IN_CONTRACT | 4 | 2012-10-16
22E02003 | ML1 | SS-928,Â Substation Secondary,Â ML-1 | Substation-LV-Draw Out | ELV | N/A | NIC | NOT_IN_CONTRACT | 4 | 2012-10-15
22E02004 | ML1 | Breaker 2A 800A 480/277V Draw Out type SQ D | Circuit Breaker-LV Draw Out | ELV | N/A | NIC | NOT_IN_CONTRACT | 4 | 2012-10-16
22E02005 | ML1 | Breaker 2B 800A 480/277V Draw Out type SQ D | Circuit Breaker-LV Draw Out | ELV | N/A | NIC | NOT_IN_CONTRACT | 4 | 2012-10-16
22E02006 | ML1 | Breaker 2C 800A 480/277V Draw Out type SQ D | Circuit Breaker-LV Draw Out | ELV | N/A | NIC | NOT_IN_CONTRACT | 4 | 2012-10-16
22E02007 | ML1 | Breaker 3A 800A 480/277V Draw Out type SQ D | Circuit Breaker-LV Draw Out | ELV | N/A | NIC | NOT_IN_CONTRACT | 4 | 2012-10-15
22E02008 | ML1 | Breaker 3B 800A 480/277V Draw Out type SQ D | Circuit Breaker-LV Draw Out | ELV | N/A | NIC | NOT_IN_CONTRACT | 4 | 2012-10-15
22E02009 | ML1 | Breaker 3C 800A 480/277V Draw Out type SQ D | Circuit Breaker-LV Draw Out | ELV | N/A | NIC | NOT_IN_CONTRACT | 4 | 2012-10-15
22E02010 | ML1 | Breaker 3D 800A 480/277V Draw Out type SQ D | Circuit Breaker-LV Draw Out | ELV | N/A | NIC | NOT_IN_CONTRACT | 4 | 2012-10-16
22E02011 | ML1 | Breaker 4C 2000A 480/277V Draw Out type SQ D | Circuit Breaker-LV Draw Out | ELV | N/A | NIC | NOT_IN_CONTRACT | 4 | 2012-10-16
22E02012 | ML1 | ATS-141, MLB-AB5, 1200 A 480/277V,60hz,3 Phase,4 Wire 4 Poles. | ATS | ELV | N/A | NIC | NOT_IN_CONTRACT | 4 | 2012-10-01
22E02019 | ML1 | ATS-146,Â MLT-345,Â 225Â AÂ 480/277V,60hz,3Â Phase,4Â WireÂ 3Â Poles | ATS | ELV | N/A | NIC | NOT_IN_CONTRACT | 4 | 2012-10-01
22E02038 | ML1 | ATS-145, MLB-B1-UPS, 200 A 480/277V,60hz,3 Phase,4 Wire 4 Poles | ATS | ELV | N/A | XSD | DECOMMISSIONED | 4 | 2012-10-01
22E03002 | ML1 | Breaker Main B 10B 2000A 480/277V Draw Out type SQ D | Circuit Breaker-LV Draw Out | ELV | N/A | NIC | NOT_IN_CONTRACT | 4 | 2012-10-16
22E03003 | ML1 | SS-928B,Â Substation Secondary,Â ML-1 | Substation-LV-Draw Out | ELV | N/A | NIC | NOT_IN_CONTRACT | 4 | 2012-10-15
22E03004 | ML1 | Breaker Tie 6B 2000A 480/277V Draw Out type SQ D | Circuit Breaker-LV Draw Out | ELV | N/A | NIC | NOT_IN_CONTRACT | 4 | 2012-10-16
22E03005 | ML1 | Breaker 6C 2000A 480/277V Draw Out type SQ D | Circuit Breaker-LV Draw Out | ELV | N/A | NIC | NOT_IN_CONTRACT | 4 | 2012-10-15
22E03006 | ML1 | BreakerÂ 9AÂ 800AÂ 480/277VÂ DrawÂ OutÂ typeÂ SQÂ D | Circuit Breaker-LV Draw Out | ELV | N/A | NIC | NOT_IN_CONTRACT | 4 | 2012-10-15
22E03007 | ML1 | Breaker 7B 800A 480/277V Draw Out type SQ D | Circuit Breaker-LV Draw Out | ELV | N/A | NIC | NOT_IN_CONTRACT | 4 | 2012-10-15
22E03008 | ML1 | Breaker 7D 800A 480/277V Draw Out type SQ D | Circuit Breaker-LV Draw Out | ELV | N/A | NIC | NOT_IN_CONTRACT | 4 | 2012-10-16
22E03009 | ML1 | BreakerÂ 9CÂ 800AÂ 480/277VÂ DrawÂ OutÂ typeÂ SQÂ D | Circuit Breaker-LV Draw Out | ELV | N/A | NIC | NOT_IN_CONTRACT | 4 | 2012-10-16
22E03010 | ML1 | Breaker 8B 800A 480/277V Draw Out type SQ D | Circuit Breaker-LV Draw Out | ELV | N/A | NIC | NOT_IN_CONTRACT | 4 | 2012-10-16
22E03011 | ML1 | Breaker 8C 800A 480/277V Draw Out type SQ D | Circuit Breaker-LV Draw Out | ELV | N/A | NIC | NOT_IN_CONTRACT | 4 | 2012-10-16
22E03012 | ML1 | Breaker 8D 800A 480/277V Draw Out type SQ D | Circuit Breaker-LV Draw Out | ELV | N/A | NIC | NOT_IN_CONTRACT | 4 | 2012-10-16
22E03013 | ML1 | Breaker 9D 2000A 480/277V Draw Out type SQ D | Circuit Breaker-LV Draw Out | ELV | N/A | NIC | NOT_IN_CONTRACT | 4 | 2012-10-16
22E03017 | ML1 | ATS-143, MLB-B1-TRANSIT, 400 A 480/277V,60hz,3 Phase,4 Wire 4 Poles | ATS | ELV | N/A | NIC | NOT_IN_CONTRACT | 4 | 2012-10-02
22E03025 | ML1 | ATS-148, MLB-B1-TRANSIT, 400 A 480/277,60hz,3 Phase,4 Wire 4 Poles. | ATS | ELV | N/A | NIC | NOT_IN_CONTRACT | 4 | 2012-10-02
22FFAAS001 | ML1 | AIR SAMPLING SYSTEM, VESDA, COMPT A1-1 | ASSD | PSY | PMHL | FOS | OPERATING | 4 | 2012-09-15
22FFAAS002 | ML1 | AIR SAMPLING SYSTEM, VESDA, COMPT A1-2 | ASSD | PSY | PMHL | FOS | OPERATING | 4 | 2012-09-15
22FFAAS003 | ML1 | AIR SAMPLING SYSTEM, VESDA, COMPT A2 | ASSD | PSY | PMHL | FOS | OPERATING | 4 | 2012-09-15
22FFAAS004 | ML1 | AIR SAMPLING SYSTEM, VESDA, COMPT A3 | ASSD | PSY | PMHL | FOS | OPERATING | 4 | 2012-09-15
22FFAAS005 | ML1 | AIR SAMPLING SYSTEM, VESDA, COMPT A4 | ASSD | PSY | PMHL | FOS | OPERATING | 4 | 2012-09-15
22FFAAS006 | ML1 | AIR SAMPLING SYSTEM, VESDA, COMPT A5 | ASSD | PSY | PMHL | FOS | OPERATING | 4 | 2012-09-15
22FFAAS007 | ML1 | AIR SAMPLING SYSTEM, VESDA, COMPT B1-1 | ASSD | PSY | PMHL | FOS | OPERATING | 4 | 2012-09-22
22FFAAS008 | ML1 | AIR SAMPLING SYSTEM, VESDA, COMPT B1-2 | ASSD | PSY | PMHL | FOS | OPERATING | 4 | 2012-09-22
22FFAAS009 | ML1 | AIR SAMPLING SYSTEM, VESDA, COMPT B2-1 | ASSD | PSY | PMHL | FOS | OPERATING | 4 | 2012-09-22
22FFAAS010 | ML1 | AIR SAMPLING SYSTEM, VESDA, COMPT B2-2 | ASSD | PSY | PMHL | FOS | OPERATING | 4 | 2012-09-22
22FFAAS011 | ML1 | AIR SAMPLING SYSTEM, VESDA, COMPT B3 | ASSD | PSY | PMHL | FOS | OPERATING | 4 | 2012-09-22
22FFAAS012 | ML1 | AIR SAMPLING SYSTEM, VESDA, COMPT B4 | ASSD | PSY | PMHL | FOS | OPERATING | 4 | 2012-09-22
22FFAAS013 | ML1 | AIR SAMPLING SYSTEM, VESDA, COMPT AB5-1 | ASSD | PSY | PMHL | FOS | OPERATING | 4 | 2012-09-29
22FFAAS014 | ML1 | AIR SAMPLING SYSTEM, VESDA, COMPT AB5-2 | ASSD | PSY | PMHL | FOS | OPERATING | 4 | 2012-09-29
22FFAAS015 | ML1 | AIR SAMPLING SYSTEM, VESDA, COMPT AB6 | ASSD | PSY | PMHL | FOS | OPERATING | 4 | 2012-09-29
22FFAAS016 | ML1 | AIR SAMPLING SYSTEM, VESDA, COMPT AB7 | ASSD | PSY | PMHL | FOS | OPERATING | 4 | 2012-09-29
22FFAAS017 | ML1 | AIR SAMPLING SYSTEM, VESDA, COMPT AB8-1 | ASSD | PSY | PMHL | FOS | OPERATING | 4 | 2012-09-29
22FFAAS018 | ML1 | AIR SAMPLING SYSTEM, VESDA, COMPT AB8-2 | ASSD | PSY | PMHL | FOS | OPERATING | 4 | 2012-09-29
22FFAAS019 | ML1 | AIR SAMPLING SYSTEM, VESDA, COMPT AB9 | ASSD | PSY | PMHL | FOS | OPERATING | 4 | 2012-09-29
22FFAAS020 | ML1 | AIR SAMPLING SYSTEM, VESDA, COMPT 140 FT | ASSD | PSY | PMHL | FOS | OPERATING | 4 | 2012-10-02
22FFAAS021 | ML1 | AIR SAMPLING SYSTEM, VESDA, COMPT 226 FT | ASSD | PSY | PMHL | FOS | OPERATING | 4 | 2012-10-02
22FFAAS022 | ML1 | AIR SAMPLING SYSTEM, VESDA, COMPT 305 FT | ASSD | PSY | PMHL | FOS | OPERATING | 4 | 2012-10-02
22FFAAS023 | ML1 | AIR SAMPLING SYSTEM, VESDA, COMPT 345 FT | ASSD | PSY | PMHL | FOS | OPERATING | 4 | 2012-10-01
22FFACP001 | ML1 | FIRE DETECTION SYSTEM, COMPT A1 | RCP | PSY | PM | FOS | OPERATING | 2 | 2024-01-29
22FFART001 | ML1 | CENTRAL RADIO MONITORING SYSTEM (CRMS) TRANSCEIVER | CRMS | PSY | PM | FOS | OPERATING | 3 | 2023-11-08
282ELITE | K6-0900 | LIGHTS, EMERGENCY & EXIT, K6-0900 | Emer-Exit Lights | ELV | PM | FOS | OPERATING | 4 | 2024-04-10
2FACX5Y01E | K6-0309 | ATS-25, Normal SPVA | Electrical Misc | ELV | N/A | XSD | DECOMMISSIONED | 4 | 2012-05-22
2LOACWPP001 | M7-0301 | Chilled Water Pump CHWP-1 | Pump-Pad Mount-(CHW/CW)-GT10HP | HVC | PM | FOS | OPERATING | 3 | 2024-04-01
2LOACWPP002 | M7-0301 | Chilled Water Pump CHWP-2 | Pump-Pad Mount-(CHW/CW)-GT10HP | HVC | PM | FOS | OPERATING | 3 | 2024-04-01
2LOACWPP003 | M7-0301 | Chilled Water Pump CHWP-3 | Pump-Pad Mount-(CHW/CW)-GT10HP | HVC | PM | FOS | OPERATING | 3 | 2024-04-01
2LOACWPP004 | M7-0301 | Chilled Water Pump CHWP-4 | Pump-Pad Mount-(CHW/CW)-GT10HP | HVC | PM | FOS | OPERATING | 3 | 2024-04-01
2LOACWPP007 | M7-0301 | Chilled Water Pump CHWP-7 | Pump-Pad Mount-(CHW/CW)-GT10HP | HVC | PM | FOS | OPERATING | 3 | 2024-04-01
2LOACWPP008 | M7-0301 | Chilled Water Pump CHWP-8 | Pump-Pad Mount-(CHW/CW)-GT10HP | HVC | PM | FOS | OPERATING | 3 | 2024-04-01
2LOAHWBH001 | M7-0301 | Boiler -1 | Boilers-HW | HVC | PM | FOS | OPERATING | 4 | 2024-04-16
2LOAHWBH002 | M7-0301 | Boiler -2 | Boilers-HW | HVC | PM | FOS | OPERATING | 4 | 2024-04-12
2LOAHWPP001 | M7-0301 | Hot Water Pump HWP-1 | Pump-Pad Mount-(HTHW/HW)-GT10HP | HVC | PM | FOS | OPERATING | 4 | 2024-04-01
2LOAHWPP002 | M7-0301 | Hot Water Pump HWP-2 | Pump-Pad Mount-(HTHW/HW)-GT10HP | HVC | PM | FOS | OPERATING | 4 | 2024-04-02
2LOAIAH001 | M7-0301 | AHU-1, Trane, S/N C15L07401 | AHU-CHW-5T_30T | HVC | PM | FOS | OPERATING | 4 | 2024-01-22
2LOAIAH002 | M7-0301 | AHU-2, Trane, S/N C15L07402 | AHU-CHW-5T_30T | HVC | PM | FOS | OPERATING | 3 | 2024-01-15
2LOAIAH003 | M7-0301 | AHU-3, Trane, S/N C15L07403 | AHU-CHW-5T_30T | HVC | PM | FOS | OPERATING | 5 | 2024-04-28
2LOAIAH004 | M7-0301 | AHU-4, Trane, S/N C15L07404 | AHU-CHW-5T_30T | HVC | PM | FOS | OPERATING | 4 | 2024-05-02
2LOAIAH005 | M7-0301 | AHU-5, Trane , S/N C15L07408 | AHU-CHW-5T_30T | HVC | PM | FOS | OPERATING | 4 | 2024-01-19
2LOAIAH006 | M7-0301 | AHU-6, Trane , S/N C15L07409 | AHU-CHW-5T_30T | HVC | PM | FOS | OPERATING | 4 | 2023-10-12
2LOAIAH007 | M7-0301 | AHU-7, Trane, S/N C15L07410 | AHU-CHW-5T_30T | HVC | PM | FOS | OPERATING | 3 | 2024-02-04
2LOAIAH008 | M7-0301 | AHU-8, Trane, S/N C15L07411 | AHU-CHW-5T_30T | HVC | PM | FOS | OPERATING | 3 | 2024-04-26
2LOAIAH009 | M7-0301 | AHU-9, Trane, S/NC15L07412 | AHU-CHW-5T_30T | HVC | PM | FOS | OPERATING | 4 | 2023-10-05
2LOAIAH010 | M7-0301 | AHU-10, Trane, S/N C15L07405 | AHU-CHW-5T_30T | HVC | PM | FOS | OPERATING | 4 | 2024-02-04
2LOAIAUA001 | M7-0301 | Fan Coil Unit FCU 1-1 | AHU-CHW-FCU-Special | HVC | PM | FOS | OPERATING | 5 | 2024-01-17
2LOAIAUA002 | M7-0301 | Fan Coil Unit FCU 1-2 | AHU-CHW-FCU-Special | HVC | PM | FOS | OPERATING | 3 | 2024-04-27
2LOAIAUA003 | M7-0301 | Fan Coil Unit FCU 1-3 | AHU-CHW-FCU-Special | HVC | PM | FOS | OPERATING | 3 | 2024-04-29
2LOAIAUA004 | M7-0301 | Fan Coil Unit FCU 1-4 | AHU-CHW-FCU-Special | HVC | PM | FOS | OPERATING | 4 | 2024-04-22
2LOAIAUA005 | M7-0301 | Fan Coil Unit FCU 1-5 | AHU-CHW-FCU-Special | HVC | PM | FOS | OPERATING | 4 | 2024-04-22
2LOAIAUA006 | M7-0301 | Fan Coil Unit FCU 1-6 | AHU-CHW-FCU-Special | HVC | PM | FOS | OPERATING | 4 | 2024-02-19
2LOAIAUA007 | M7-0301 | Fan Coil Unit FCU 1-7 | AHU-CHW-FCU-Special | HVC | PM | FOS | OPERATING | 4 | 2024-02-19
2LOAIAUA008 | M7-0301 | Fan Coil Unit FCU 1-8 | AHU-CHW-FCU-Special | HVC | PM | FOS | OPERATING | 4 | 2024-02-19
2LOAIAUA009 | M7-0301 | Fan Coil Unit FCU 1-9 | AHU-CHW-FCU-Special | HVC | PM | FOS | OPERATING | 3 | 2024-04-16
2LOAIAUA010 | M7-0301 | Fan Coil Unit FCU 2-1 | AHU-CHW-FCU-Special | HVC | PM | FOS | OPERATING | 5 | 2024-02-22
2LOAIAUA011 | M7-0301 | Fan Coil Unit FCU 2-2 | AHU-CHW-FCU-Special | HVC | PM | FOS | OPERATING | 5 | 2024-02-17
2LOAIAUA012 | M7-0301 | Fan Coil Unit FCU 3-1 | AHU-CHW-FCU-Special | HVC | PM | FOS | OPERATING | 4 | 2024-04-25
2LOAIAUA013 | M7-0301 | Fan Coil Unit FCU 3-2 | AHU-CHW-FCU-Special | HVC | PM | FOS | OPERATING | 4 | 2024-04-28
2LOAIAUA014 | M7-0301 | Fan Coil Unit FCU 4-1 | AHU-CHW-FCU-Special | HVC | PM | FOS | OPERATING | 4 | 2023-12-28
2LOAIAUA015 | M7-0301 | Fan Coil Unit FCU 4-2 | AHU-CHW-FCU-Special | HVC | PM | FOS | OPERATING | 5 | 2024-04-11
2LOAIAUA016 | M7-0301 | Fan Coil Unit FCU 5-1 | AHU-CHW-FCU-Special | HVC | PM | FOS | OPERATING | 4 | 2024-04-28
2LOAIAUA017 | M7-0301 | Fan Coil Unit FCU 5-2 | AHU-CHW-FCU-Special | HVC | PM | FOS | OPERATING | 3 | 2024-03-26
2LOAIAUA018 | M7-0301 | Fan Coil Unit FCU 5-3 | AHU-CHW-FCU-Special | HVC | PM | FOS | OPERATING | 4 | 2024-03-26
2LOAIAUA019 | M7-0301 | Fan Coil Unit FCU 6-1 | AHU-CHW-FCU-Special | HVC | PM | FOS | OPERATING | 4 | 2023-11-02
2LOAIAUA020 | M7-0301 | Fan Coil Unit FCU 6-2 | AHU-CHW-FCU-Special | HVC | PM | FOS | OPERATING | 3 | 2024-03-28
2LOAIAUA021 | M7-0301 | Fan Coil Unit FCU 6-3 | AHU-CHW-FCU-Special | HVC | PM | FOS | OPERATING | 4 | 2024-03-28
2LOAIAUA022 | M7-0301 | Fan Coil Unit FCU 7-1 | AHU-CHW-FCU-Special | HVC | PM | FOS | OPERATING | 4 | 2024-04-24
2LOAIAUA023 | M7-0301 | Fan Coil Unit FCU 7-2 | AHU-CHW-FCU-Special | HVC | PM | FOS | OPERATING | 4 | 2024-02-05
2LOAIAUA024 | M7-0301 | Fan Coil Unit FCU 8-1 | AHU-CHW-FCU-Special | HVC | PM | FOS | OPERATING | 4 | 2024-02-12
2LOAIAUA025 | M7-0301 | Fan Coil Unit FCU 8-2 | AHU-CHW-FCU-Special | HVC | PM | FOS | OPERATING | 4 | 2024-02-11
2LOAIAUA026 | M7-0301 | Fan Coil Unit FCU 8-3 | AHU-CHW-FCU-Special | HVC | PM | FOS | OPERATING | 4 | 2024-02-19
2LOAIVERU001 | M7-0301 | Energy Recovery Unit ERU-1 | Heat Recovery Wheel w/Filter | HVC | PM | FOS | OPERATING | 3 | 2024-04-02
2LOAIVERU002 | M7-0301 | Energy Recovery Unit ERU-2 | Heat Recovery Wheel w/Filter | HVC | PM | FOS | OPERATING | 3 | 2024-04-02
2LOAIVFN001 | M7-0301 | Supply Fan F-1 | Fan-Supply-LT100HP | HVC | PM | FOS | OPERATING | 5 | 2024-02-29
2LOAIVFN002 | M7-0301 | Supply Fan F-2 | Fan-Supply-LT100HP | HVC | PM | FOS | OPERATING | 5 | 2024-03-30
2LOAIVFN003 | M7-0301 | Supply Fan F-3 | Fan-Supply-LT100HP | HVC | PM | FOS | OPERATING | 5 | 2024-04-06
2LOAIVFN004 | M7-0301 | Supply Fan F-4 | Fan-Supply-LT100HP | HVC | PM | FOS | OPERATING | 5 | 2024-03-30
2LOAIVFN009 | M7-0301 | Exhaust Fan EF-1 | Fan-Exhaust-LT100HP | HVC | PM | FOS | OPERATING | 5 | 2024-04-10
2LOAIVFN010 | M7-0301 | Exhaust Fan EF-2 | Fan-Exhaust-LT100HP | HVC | PM | FOS | OPERATING | 3 | 2024-04-14
2LOAIVFN011 | M7-0301 | Exhaust Fan EF-3 | Fan-Exhaust-LT100HP | HVC | PM | FOS | OPERATING | 3 | 2024-04-14
2LOAIVFN012 | M7-0301 | Exhaust Fan EF-4 | Fan-Exhaust-LT100HP | HVC | PM | FOS | OPERATING | 4 | 2023-10-11
2LOAIVFN013 | M7-0301 | Exhaust Fan EF-5 | Fan-Exhaust-LT100HP | HVC | PM | FOS | OPERATING | 4 | 2024-03-26
3WFKPCP022 | K6-0949 | INTELLIGENT SYSTEM CONTROLLER #22 | ESS | PSY | PM | FOS | OPERATING | 3 | 2023-04-10
3WFKPCP023 | K6-0949 | INTELLIGENT SYSTEM CONTROLLER #23 | ESS | PSY | PM | FOS | OPERATING | 3 | 2023-04-10
3WFKPTS221 | K6-0949 | GATE TURNSTILE | Turnstile | PSY | PM | FOS | OPERATING | 3 | 2023-10-20
3WFKPTS222 | K6-0949 | GATE TURNSTILE | Turnstile | PSY | PM | FOS | OPERATING | 4 | 2023-10-20
3WFKPTS223 | K6-0949 | GATE TURNSTILE | Turnstile | PSY | PM | FOS | OPERATING | 3 | 2023-10-24
3WFKPTS231 | K6-0949 | GATE TURNSTILE | Turnstile | PSY | PM | FOS | OPERATING | 1 | 2023-11-11
3WFKPTS232 | K6-0949 | GATE TURNSTILE | Turnstile | PSY | PM | FOS | OPERATING | 3 | 2023-11-07
45704OPS | J8-1708 | O2 Analyzer, Pad-A PCR | ODMS | ELV | N/A | NIC | NOT_IN_CONTRACT | 4 | 2012-03-09
45707OPS | J7-0286 | SERVOMEX MODEL 540A ODMS | ODMS | ELV | N/A | XSD | DECOMMISSIONED | 4 | 2017-03-31
45709OPS | J7-0337 | O2 Analyzer, Pad-B ECLSS Building | ODMS | ELV | N/A | XSD | DECOMMISSIONED | 4 | 2016-03-31
51FSYFS002 | J8-1708 | Pad A FSS Egress Spray System | Fixed Spray | PSY | N/A | NIC | NOT_IN_CONTRACT | 3 | 2012-08-29
51FSYFS10A | J8-1513 | Pad A LH2 Fillport Spray, V-10A | Fixed Spray | PSY | N/A | NIC | NOT_IN_CONTRACT | 3 | 2012-09-26
51FSYFS11A | J8-1502 | Pad A LOX Fillport Spray V-11A | Fixed Spray | PSY |  | NAB | DECOMMISSIONED | 4 | 2012-09-25
51FSYFS280 | J8-1708 | Pad A LH2 Fill Port Spray, V-280 | Fixed Spray | PSY | N/A | NIC | NOT_IN_CONTRACT | 4 | 2012-08-20
51FSYFS480 | J8-1708 | Pad A GO2/HPG Spray V-480 | Fixed Spray | PSY | N/A | NIC | NOT_IN_CONTRACT | 4 | 2012-09-26
51FSYFSV10 | J8-1513 | Pad A LH2 Sphere Spray V-10 | Fixed Spray | PSY | N/A | NIC | NOT_IN_CONTRACT | 3 | 2012-09-28
51FSYFSV11 | J8-1502 | Pad A LOX Spere Spray V-11 | Fixed Spray | PSY |  | NAB | DECOMMISSIONED | 4 | 2012-09-26
51FSYFSV12 | J8-1513 | Pad A GH2 Storage Spray V-12 | Fixed Spray | PSY | N/A | NIC | NOT_IN_CONTRACT | 3 | 2012-09-28
51FSYFSV32 | J8-1708 | Pad A Fixed Spray Valve, V-32 | Fixed Spray | PSY | N/A | NIC | NOT_IN_CONTRACT | 3 | 2012-08-28
51FSYFSV33 | J8-1708 | Pad A Fixed Spray Valve, V-33 | Fixed Spray | PSY | N/A | NIC | NOT_IN_CONTRACT | 3 | 2012-08-28
51FSYFSV34 | J8-1708 | Pad A Fixed Spray Valve, V-34 | Fixed Spray | PSY | N/A | NIC | NOT_IN_CONTRACT | 3 | 2012-08-29
51FSYFSV57 | J8-1906 | Pad A Fuel Farm Spray V-57 | Fixed Spray | PSY | PM/AS | NAB | DECOMMISSIONED | 4 | 2011-08-18
51FSYFSV61 | J8-1862 | Pad A Ox Farm Spray V-61 | Fixed Spray | PSY | N/A | NIC | NOT_IN_CONTRACT | 4 | 2011-08-18
51FSYFSV79 | J8-1708 | Pad A Fixed Spray Valve, V-79 | Fixed Spray | PSY | N/A | NIC | NOT_IN_CONTRACT | 3 | 2012-08-28
5PAIAAX001 | K8-0939 | AIR HANDLER UNIT | AHU-DX-5T_30T | HVC | PM | FOS | OPERATING | 3 | 2023-06-15
5PAIACU001 | K8-0939 | CONDENSING UNIT | AHU-DX-Condenser | HVC | PM | FOS | OPERATING | 3 | 2023-06-15
61FSYCP0062 | J7-0337 | Controls, PLC [FIC0062] | Controls-Fire | PSY | PM | FOS | OPERATING | 4 | 2023-07-10
61FSYCP0064 | J7-0337 | Controls, PLC [FIC0064] | Controls-Fire | ELV | PM | FOS | OPERATING | 3 | 2023-07-10
61FW0001 | J7-0337 | Fire Protection MLP Interface | Water Interface | WWS | PM | FOS | OPERATING | 3 | 2023-07-12
61FW0002 | J7-0337 | Potable Water MLP Interface | Water Interface | WWS | PM | FOS | OPERATING | 3 | 2023-07-12
61FW0003 | J7-0337 | Safewaste MLP Interface | Water Interface | WWS | PM | FOS | OPERATING | 3 | 2023-07-12
61FWFFS280 | J7-0337 | Fixed Spray Fire Suppression, LH2 Fill Area | Fixed Spray | PSY | PM/PEND | FOS | OPERATING | 3 | 2023-05-09
71000A | K6-1096 | UPS-20,Â BP-80, 65KVA, 480VAC In, 208VAC Out, OSB | UPS-With External Battery | ELV | PM | FOS | OPERATING | 4 | 2024-04-23
71000BB | K6-1096 | Battery Bank, UPS-20, 1x40x12VDC | Battery Bank-Lead Acid (VRLA) | ELV | PM | FOS | OPERATING | 3 | 2024-04-23
71127-R1 | K6-0848 | SS-809,Â Substation Secondary, VAB,Â TowerÂ E,Â FloorÂ 32 | Substation-LV-Draw Out | ELV | PM | FOS | OPERATING | 4 | 2023-09-03
71129-R1 | K6-0848 | SS-811, Substation Secondary, VAB, Tower F Floor 32 | Substation-LV-Draw Out | ELV | PM | FOS | OPERATING | 5 | 2022-12-04
71130B | K6-0848 | SS-805 B Side, Substation Secondary, VAB, Tower A, Floor 10 | Substation-LV-Draw Out | ELV | PM | FOS | OPERATING | 3 | 2023-06-29
71139B | K6-0848 | SS-813 B Side, Substation Secondary, VAB, Tower A, Floor 20 | Substation-LV-Draw Out | ELV | PM | FOS | OPERATING | 4 | 2023-06-29
80ACACP001 | K6-0743 | AirÂ Compressor,Â 10Â HP,Â QuincyÂ ModelÂ 350 | Compressors-Air-Reciprocating | HVC | PM | FOS | OPERATING | 2 | 2024-02-19
80ACACP002 | K6-0743 | COMPRESSOR, AIR 5 H.P. Low Bay | Compressors-Air-Reciprocating | HVC | PM/TS | NOS | DECOMMISSIONED | 1 | 2022-10-05
8V203001 | K7-0140A | LIGHTNING PROTECTION | Lightning Prot | ELV | N/A | NIC | NOT_IN_CONTRACT | 4 | 2015-06-22
8VE01001 | K7-0140 | SS 1143 500KVA 13.8KV/480V PDMT | Transformers-Oil-MV | EHV | PT | FOS | OPERATING | 4 | 2024-01-23
8VFCCRT001 | K7-0141 | CENTRAL RADIO MONITORING SYSTEM (CRMS) TRANSCEIVER | CRMS | PSY | PM | FOS | OPERATING | 3 | 2023-12-05
8VFFACP001 | K7-0140 | FACP, SIMPLEX 4100 | FACP | PSY | PM | FOS | OPERATING | 3 | 2023-05-16
8VFFART001 | K7-0140 | CENTRAL RADIO MONITORING SYSTEM (CRMS) TRANSCEIVER | CRMS | PSY | PM | FOS | OPERATING | 3 | 2023-04-15
8VFH1010 | K7-0142 | HYDRANT, FIRE, MUELLER 4-1/2" 1996 | Hydrant | WWS | N/A | XSD | DECOMMISSIONED | 4 | 2017-10-30
8VFH1010-R1 | K7-0142 | Hydrant, FIRE, AMERICAN DARLING, 2013 | Hydrant | WWS | PM | FOS | OPERATING | 4 | 2023-07-03
8VFSYST001 | K7-0141 | STANDPIPE SYSTEM / HOSE STATIONS | Valves-Fire Hose | PSY | PM | FOS | OPERATING | 3 | 2023-07-07
8VFSYST002 | K7-0142 | STANDPIPE SYSTEM / HOSE STATIONS | Valves-Fire Hose | PSY | PM/AS | NOS | OPERATING | 2 | 2021-04-27
8VFSYST003 | K7-0140 | STANDPIPE SYSTEM / HOSE STATIONS | Valves-Fire Hose | PSY | PM | FOS | OPERATING | 3 | 2024-01-15
8VFSYWS001 | K7-0140 | WET PIPE FIRE SPRINKLER SYSTEM | Wet Pipe | PSY | PM | FOS | OPERATING | 3 | 2024-02-02
8VFSYWS002 | K7-0141 | WET PIPE FIRE SPRINKLER SYSTEM w/GN2 | Wet Pipe | PSY | PM | FOS | OPERATING | 3 | 2023-11-30
8VFSYWS003 | K7-0142 | WET PIPE FIRE SPRINKLER SYSTEM | Wet Pipe | PSY | PM | FOS | OPERATING | 3 | 2024-01-24
8VS12001-R1 | K7-0142 | BFP FEBCO 825Y 1â€, S/N J083464 | BFP | WWS | PM | FOS | OPERATING | 3 | 2022-04-26
8VS12002 | K7-0142 | BFP FEBCO, 8" DC, S/N 9704071406 | BFP-Fire | WWS | PM | FOS | OPERATING | 4 | 2024-05-08
8VS12003 | K7-0142 | BFP WATTS, 4" RP, S/N 187758 | BFP | WWS | PM | FOS | OPERATING | 3 | 2023-06-30
8W501002 | M6-0946 | ROOF, HAZ. STORAGE SHELTER, METAL, 1600 SF | Roof-Metal | STR | N/A | XSD | DECOMMISSIONED | 4 | 2016-02-09
8Y501002 | K7-0114 | ROOF, HAZARDOUS WASTE STAGING BUILDING METAL 2400 SF | Roof-Metal | STR | PM | FOS | OPERATING | 3 | 2023-11-22
8YF41001 | K7-0114 | SIMPLEX 4002 FACP | FACP | PSY | N/A | XSD | DECOMMISSIONED | 3 | 2022-07-07
99GKPTI001 | K6-1446K | TACTICAL INTRUSION DETECTION SYSTEM (MOBILE) | ESS | PSY | N/A | XSD | DECOMMISSIONED | 4 | 2011-06-06
99GKPTI002 | K6-1446K | TACTICAL INTRUSION DETECTION SYSTEM (MOBILE) | ESS | PSY | N/A | XSD | DECOMMISSIONED | 4 | 2011-06-06
99GKPTI003 | K6-1446K | TACTICAL INTRUSION DETECTION SYSTEM (MOBILE) | ESS | PSY | N/A | XSD | DECOMMISSIONED | 4 | 2011-06-06
99GKPTI004 | K6-1446K | TACTICAL INTRUSION DETECTION SYSTEM (MOBILE) | ESS | PSY | N/A | XSD | DECOMMISSIONED | 3 | 2015-05-13
99GKPTI005 | K6-1446H | TACTICAL INTRUSION DETECTION SYSTEM (MOBILE) | TIDS | PSY | PM | FOS | OPERATING | 3 | 2023-10-09
99GKPTI006 | K6-1446H | TACTICAL INTRUSION DETECTION SYSTEM (MOBILE) | TIDS | PSY | PM | FOS | OPERATING | 3 | 2024-02-29
99GKPTI007 | K6-1446H | TACTICAL INTRUSION DETECTION SYSTEM (MOBILE) | TIDS | PSY | PM | FOS | OPERATING | 3 | 2023-12-09
99GKPTI008 | K6-1446H | TACTICAL INTRUSION DETECTION SYSTEM (MOBILE) | TIDS | PSY | PM | FOS | OPERATING | 3 | 2024-05-01
99GKPTI009 | K6-1446H | TACTICAL INTRUSION DETECTION SYSTEM (MOBILE) | TIDS | PSY | PM | FOS | OPERATING | 3 | 2024-02-11
99GKPTI010 | K6-1446H | TACTICAL INTRUSION DETECTION SYSTEM (MOBILE) | TIDS | PSY | PM | FOS | OPERATING | 3 | 2024-03-08
9BE01001 | J5-0386 | SW DISC T3SWA 200A 4160V 3PH S&C | Disconnect Switch-MV | EHV | PM | FOS | OPERATING | 3 | 2020-09-10
9BE01002 | J5-0386 | XFMR TAT3 75KVA 4160-120/208V 3PH COOPER | Transformers-Oil-MV | EHV | N/A | XSD | DECOMMISSIONED | 2 | 2020-08-10
9BE01002-R1 | J5-0386 | XFMR TAT3 75KVA 4160-120/208V 3PH COOPER | Transformers-Oil-MV | EHV | PT | FOS | OPERATING | 4 | 2023-08-21
9EE01002 | H2-1245 | ATS 300A 600V 3PH ZENITH | ATS | ELV | PM | FOS | OPERATING | 4 | 2022-06-23
9G201001 | K6-1745 | LIGHTNING PROTECTION | Lightning Prot | ELV | PM | FOS | OPERATING | 4 | 2021-03-03
9GA01001 | K6-1745 | A/C Unit, Package (208/230 VAC, Panel A, Ckt 1) | AHU-DX-Package-LT5T | HVC | N/A | XSD | DECOMMISSIONED | 4 | 2016-07-26
9GAIAAX001 | K6-1745 | A/C Unit, Package (208/230 VAC, Panel A, Ckt 1) | AHU-DX-Package-LT5T | HVC | PM | FOS | OPERATING | 2 | 2023-11-10
9GE01001 | K6-1745 | SS 1102 75KVA 13.8KV/208V PDMT | Transformers-Oil-MV | EHV | PT | FOS | OPERATING | 4 | 2024-03-19
9GF11001 | K6-1745 | EST LSS1 | FACP | PSY | PM | FOS | OPERATING | 3 | 2024-04-27
9HE01001 | M6-0306 | SS 122 500KVA 13.2KV-480/277V OIL TYPE PDMT COOPER | Transformers-Oil-MV | EHV | PM | FOS | OPERATING | 4 | 2024-04-21
9HFFART001 | M6-0306 | CENTRAL RADIO MONITORING SYSTEM (CRMS) TRANSCEIVER | CRMS | PSY | PM | FOS | OPERATING | 3 | 2023-09-18
9HFH1000 | UK-0031 | HYDRANT, FIRE, AMERICAN DARLING, 2013 | Hydrant | WWS | PM | FOS | OPERATING | 4 | 2024-01-09
9HFH1180 | UK-0031 | HYDRANT, FIRE | Hydrant | WWS | PM | FOS | OPERATING | 4 | 2023-05-24
9HFH1330 | UK-0031 | HYDRANT, FIRE | Hydrant | WWS | N/A | XSD | DECOMMISSIONED | 4 | 2014-01-13
9HS12001-R1 | M6-0410 | BFP, AMES 6â€ DC, M/N 2000SS, S/N 161547 | BFP-Fire | WWS | PM | FOS | OPERATING | 4 | 2024-02-15
9HS12004-R1 | M6-0410 | BFP FEBCO 825Y 1â€ RP S/N AA7258 | BFP | WWS | PM | FOS | OPERATING | 4 | 2024-02-15
9HS12005 | M6-0410 | BFP WILKINS-ZURN 350 4" S/N J01899 FIREX | BFP-Fire | WWS | PM | FOS | OPERATING | 4 | 2024-02-13
9HS12006 | M6-0410 | BFP WATTS 909 2" S/N 290626 | BFP | WWS | N/A | XSD | DECOMMISSIONED | 4 | 2014-10-22
9HS12008 | M6-0306 | BFP ZURN/WILKINS 3" M/N 375RP S/N L30408 | BFP | WWS | PM | FOS | OPERATING | 3 | 2023-09-23
9Q201001 | M6-0790 | LIGHTNING PROTECTION SYSTEM | Lightning Prot | ELV | PM | FOS | OPERATING | 4 | 2021-12-15
9QA01001 | M6-0790 | A/C Unit (208/230 VAC, Panel A, Ckt 1) | AHU-DX-Package-LT5T | HVC | PM | FOS | OPERATING | 3 | 2024-04-11
9QF11001 | M6-0790 | EDWARDS LSS1 FACP | FACP | PSY | PM | FOS | OPERATING | 1 | 2022-11-03
9R201001 | K6-0844 | LIGHTNING PROTECTION SYSTEM | Lightning Prot | ELV | PM | FOS | OPERATING | 3 | 2021-12-17
9R501002 | K6-0844 | ROOF, ECLSS/HYDRAULIC SUPPORT BLDG 2712 SF | Roof-Metal | STR | N/A | NIC | NOT_IN_CONTRACT | 4 | 2012-07-25
9RE90001 | K6-0844 | GROUNDING SYSTEM FACILITY | Grounding | ELV | PM | FOS | OPERATING | 4 | 2021-11-09
9RF20001 | K6-0844 | WET PIPE FIRE SPRINKLER SYSTEM, 3" CSC | Wet Pipe | PSY | N/A | XSD | DECOMMISSIONED | 4 | 2012-10-19
9RS12001 | UK-0031 | BFP WATTS 3" DC 709 S/N 128105 | BFP | WWS | PM | FOS | OPERATING | 3 | 2024-03-17
9RS12002 | UK-0031 | BFP WATTS 3" 709 S/N 128182 | BFP | WWS | N/A | XSD | DECOMMISSIONED | 3 | 2017-01-12
9RS12002-R1 | UK-0031 | BFP WATTS 3" LF709 S/N 000840 | BFP | WWS | PM | FOS | OPERATING | 4 | 2024-03-13
9T502002 | J8-2076 | WEATHER POLE 0011, WOOD TOWER | Tower | STR | N/A | NAB | ABANDONED | 4 | 2012-02-08
9U2ELITE | TRM-0056 | LIGHTS, EMERGENCY & EXIT, TRM-0056 | Emer-Exit Lights Self Testing | ELV | N/A | XSD | DECOMMISSIONED | 4 | 2017-11-30
9UA06001 | TRM-0056 | WALL UNIT, BARD | AHU-DX-Wall | HVC | N/A | XSD | DECOMMISSIONED | 3 | 2011-05-25
9UA06002 | TRM-0056 | WALL UNIT, BARD | AHU-DX-Wall | HVC | N/A | XSD | DECOMMISSIONED | 2 | 2011-06-02
9UA06003 | TRM-0056 | WALL UNIT, BARD | AHU-DX-Wall | HVC | N/A | XSD | DECOMMISSIONED | 3 | 2011-05-25
9UFFACP001 | TRM-0056 | FACP, SIMPLEX 4005 | FACP | PSY | N/A | XSD | DECOMMISSIONED | 3 | 2022-10-24
9YS12004-R1 | M6-0410 | BFP FEBCO 825Y 1â€ RP S/N J083492 | BFP | WWS | PM | FOS | OPERATING | 4 | 2024-02-14
9YS12005 | UK-0031 | BFP WATTS 1â€ RP M/N 009M2 SN 383539 | BFP | WWS | PM | FOS | OPERATING | 4 | 2024-03-13
9Z101001 | K7-1207 | CONDENSING UNIT, 2 STAGE, TRANE S/N K341LJPAH | AHU-DX-Condenser | HVC | PM | FOS | OPERATING | 2 | 2018-07-16
9Z101002 | K7-1207 | AIR HANDLING UNIT, DX TRANE S/N K95J67292 | AHU-DX-5T_30T | HVC | N/A | XSD | DECOMMISSIONED | 2 | 2019-11-21
9Z102001-R1 | K7-1207 | CONDENSING UNIT, TRANE S/N 142138043F | AHU-DX-Condenser | HVC | PM | FOS | OPERATING | 4 | 2024-03-15
9Z102002 | K7-1207 | AIR HANDLING UNIT, DX TRANE | AHU-DX-5T_30T | HVC | PM | FOS | OPERATING | 3 | 2024-04-23
9Z103001 | K7-1207 | WALL UNIT, BARD | AHU-DX-Wall | HVC | RTF | FOS | OPERATING | 4 | 2011-05-31
9Z501002 | K7-1207 | ROOF, NASA NEWS FACILITY, 3500 SF | Roof-Metal | STR | PM | FOS | OPERATING | 4 | 2023-10-23
9ZAIAAX001 | K7-1207 | AIR HANDLING UNIT, DX TRANE | AHU-DX-5T_30T | HVC | PM | FOS | OPERATING | 2 | 2024-01-16
9ZAIAAX002 | K7-1207 | AIR HANDLING UNIT, DX TRANE S/N K95J67292 | AHU-DX-5T_30T | HVC | PM | FOS | OPERATING | 4 | 2024-04-20
9ZAIACU001 | K7-1207 | CONDENSING UNIT, TRANE S/N R373P1YAH | AHU-DX-Condenser | HVC | N/A | XSD | DECOMMISSIONED | 2 | 2017-03-20
9ZAIACU001-R1 | K7-1207 | CONDENSING UNIT, TRANE S/N 17461JYYA | Condensing Unit | HVC | PM | FOS | OPERATING | 3 | 2024-01-22
9ZF20001 | K7-1207 | SPRINKLER SYSTEM AUTO RELIABLE M/N G 4" CHECK | Wet Pipe | PSY | PM | FOS | OPERATING | 3 | 2024-04-23
9ZFFART001 | K7-1207 | CENTRAL RADIO MONITORING SYSTEM (CRMS) TRANSCEIVER | CRMS | PSY | PM | FOS | OPERATING | 3 | 2023-09-14
9ZFS4020 | K7-1207 | FACP, SIMPLEX 4020 | FACP | PSY | PM | FOS | OPERATING | 3 | 2023-09-26
9ZS12001 | K7-1207 | BFP WATTS 4" 709 DC, S/N 112308 | BFP-Fire | WWS | PM | FOS | OPERATING | 4 | 2024-03-15
A3101001 | M7-0581 | EXHAUST FAN, R/R, S/N 86G00980 | Fan-Exhaust-LT100HP | HVC | RTF | FOS | OPERATING | 4 | 2011-05-11
A32ELITE | M7-0581 | LIGHTS, EMERGENCY & EXIT, M7-0581 | Emer-Exit Lights | ELV | PM | FOS | OPERATING | 4 | 2024-05-01
A3303001 | M7-0581 | FILTER, WATER, CUNO | Filters-Water | WWS | PM | FOS | OPERATING | 3 | 2024-01-16
A3501002 | M7-0581 | ROOF, PROTOTYPE SHOP METAL TYPE 17,952 SQ FT | Roof-Metal | STR | PM | FOS | OPERATING | 3 | 2024-01-18
A3601001 | M7-0581 | CHAIN HOIST, MANUAL, MONORAIL 1,000 LBS CAP | Hoist | MEC | PM | FOS | OPERATING | 4 | 2024-04-16
A3A01001 | M7-0581 | CONDENSING UNIT | AHU-DX-Condenser | HVC | N/A | XSD | DECOMMISSIONED | 3 | 2019-02-17
A3A01001-R1 | M7-0581 | Condenser-1 | Condensing Unit | HVC | PM | FOS | OPERATING | 2 | 2024-01-29
A3A01002 | M7-0581 | A/C UNIT #2 TRANE M/N BTC090C300HB | AHU-DX-Package-5T_30T | HVC | N/A | XSD | DECOMMISSIONED | 1 | 2019-07-18
A3A01003 | M7-0581 | A/C UNIT TRANE M/N BTC090C300HP | AHU-DX-Package-5T_30T | HVC | N/A | XSD | DECOMMISSIONED | 5 | 2021-06-13
A3A01004 | M7-0581 | A/C UNIT TRANE M/N BTC090C300HP | AHU-DX-Package-5T_30T | HVC | N/A | XSD | DECOMMISSIONED | 2 | 2019-07-08
A3A01005 | M7-0581 | CONDENSING UNIT | AHU-DX-Condenser | HVC | N/A | XSD | DECOMMISSIONED | 5 | 2021-02-28
A3A01006 | M7-0581 | CONDENSING UNIT | AHU-DX-Condenser | HVC | N/A | XSD | DECOMMISSIONED | 2 | 2021-09-10
A3A01007 | M7-0581 | CONDENSING UNIT | AHU-DX-Condenser | HVC | N/A | XSD | DECOMMISSIONED | 3 | 2022-08-11
A3A01108 | M7-0581 | AIR COMPRESSOR, SCREW, QUINCY | Compressors-Air-Screw-w/Drum | HVC | PM | FOS | OPERATING | 3 | 2024-04-24
A3A02001 | M7-0581 | AHU #1 RHEEM M/N RHQA2020J (IN CEILING) | AHU-DX-5T_30T | HVC | PM | FOS | OPERATING | 2 | 2021-09-21
A3A02005 | M7-0581 | AHU #5 TRANE S/N B04341263 (IN CEILING) | AHU-DX-5T_30T | HVC | N/A | XSD | DECOMMISSIONED | 2 | 2019-07-07
A3A02006 | M7-0581 | AHU #6 TRANE | AHU-DX-5T_30T | HVC | N/A | XSD | DECOMMISSIONED | 2 | 2021-09-10
A3A02007 | M7-0581 | AHU #7 TRANE M/N BWH736P100A1 | AHU-DX-5T_30T | HVC | N/A | XSD | DECOMMISSIONED | 2 | 2019-07-18
A3ACA114 | M7-0581 | VACUUM PRODUCER SPENCER M/N 5171 S/N 201337 | Vacuum Producer | HVC | PM | FOS | OPERATING | 4 | 2023-11-03
A3ACAAD002-R1 | M7-0581 | AIR DRYER, REFRIGERATED S/N 336358 | Refrigeration-Air Dryer | HVC | PM | FOS | OPERATING | 2 | 2017-05-15
A3AIAAX005 | M7-0581 | AHU #5, DX | AHU-DX-5T_30T | HVC | PM | FOS | OPERATING | 4 | 2024-03-28
A3AIAAX007 | M7-0581 | AHU #7, DX | AHU-DX-5T_30T | HVC | PM | FOS | OPERATING | 4 | 2024-03-13
A3AIACU005 | M7-0581 | CONDENSING UNIT #5 | AHU-DX-Condenser | HVC | PM | FOS | OPERATING | 3 | 2024-03-28
A3AIAUA002 | M7-0581 | PACKAGE UNIT #2 | AHU-DX-Package-5T_30T | HVC | PM | FOS | OPERATING | 4 | 2024-04-25
A3AIAUA003 | M7-0581 | PACKAGE UNIT #3 | AHU-DX-Package-5T_30T | HVC | PM | FOS | OPERATING | 4 | 2024-04-21
A3AIAUA004 | M7-0581 | A/C UNIT TRANE M/N BTC090C300HP | AHU-DX-Package-5T_30T | HVC | PM | FOS | OPERATING | 4 | 2024-02-01
A3AIAUA006 | M7-0581 | PACKAGE UNIT #6 | AHU-DX-Package-5T_30T | HVC | PM | FOS | OPERATING | 4 | 2024-04-22
A3E01000 | M7-0581 | SS-103,Â Substation Secondary, PrototypeÂ Shop | Substation-LV-Molded Case | ELV | PM | FOS | OPERATING | 4 | 2021-01-08
A3E01001-R1 | M7-0581 | SS 103 1000KVA 13.2KV-480/277V OIL TYPE PDMT COOPER | Transformers-Oil-MV | EHV | PM | FOS | OPERATING | 4 | 2024-01-14
A3E01002 | M7-0581 | Bus, USS-103 Substation secondary, Prototype Shop M7-0581 | Bus-LV | ELV | PMHL | FOS | OPERATING | 4 | 2018-06-28
A3E13001 | M7-0581 | Circuit Breaker Draw-Out, USS-103 Breaker 1B, Prototype Shop M7-0581 | Circuit Breaker-LV Draw Out | ELV | PMHL | FOS | OPERATING | 4 | 2018-06-28
A3E1300101 | M7-0581 | Relay, USS-103 Breaker 1B, Prototype Shop M7-0581 | Relays-Trip Units | EHV | PMHL | FOS | OPERATING | 4 | 2013-01-21
A3E13002 | M7-0581 | Circuit Breaker Draw-Out, USS-103 Breaker 2B, Prototype Shop M7-0581 | Circuit Breaker-LV Draw Out | ELV | PMHL | FOS | OPERATING | 4 | 2012-12-14
A3E1300201 | M7-0581 | Relay, USS-103 Breaker 2B, Prototype Shop M7-0581 | Relays-Trip Units | EHV | PMHL | FOS | OPERATING | 4 | 2013-01-19
A3E1300301 | M7-0581 | Relay, USS-103 breaker 1C, Prototype Shop M7-0581 | Relays-Trip Units | EHV | PMHL | FOS | OPERATING | 4 | 2013-01-19
A3E13004 | M7-0581 | Circuit Breaker Draw-Out, USS-103 Breaker 2C, Prototype Shop M7-0581 | Circuit Breaker-LV Draw Out | ELV | PMHL | FOS | OPERATING | 4 | 2012-12-17
A3E1300401 | M7-0581 | Relay, USS-103 Breaker 2C, Prototype Shop M7-0581 | Relays-Trip Units | EHV | PMHL | FOS | OPERATING | 4 | 2013-01-21
A3E901001 | M7-0581 | GROUNDING SYSTEM FACILITY | Grounding | ELV | PM | FOS | OPERATING | 3 | 2022-03-02
A3F41001 | M7-0581 | SIMPLEX 4002 FACP | FACP | PSY | N/A | XSD | DECOMMISSIONED | 3 | 2020-12-14
A3FFACP001 | M7-0581 | FA SIMPLEX 4007 | FACP | PSY | PM | FOS | OPERATING | 3 | 2023-09-12
A3FFART001 | M7-0581 | CENTRAL RADIO MONITORING SYSTEM (CRMS) TRANSCEIVER | CRMS | PSY | PM | FOS | OPERATING | 3 | 2023-09-12
A3FKPCP109 | M7-0581 | INTELLIGENT SYSTEM CONTROLLER #109 | ESS | PSY | PM | FOS | OPERATING | 3 | 2024-02-08
A3FKPDP901 | M7-0581 | DOOR PORTAL | Door Portal | PSY | PM | FOS | OPERATING | 3 | 2024-02-08
A3FKPDP902 | M7-0581 | DOOR PORTAL | Door Portal | PSY | PM | FOS | OPERATING | 3 | 2024-02-08
A3FKPDP903 | M7-0581 | DOOR PORTAL | Door Portal | PSY | PM | FOS | OPERATING | 3 | 2024-02-08
A3FKPDP904 | M7-0581 | DOOR PORTAL | Door Portal | PSY | PM | FOS | OPERATING | 3 | 2024-02-08
A3FKPDP905 | M7-0581 | DOOR PORTAL | Door Portal | PSY | PM | FOS | OPERATING | 3 | 2024-02-08
A3FKPDP906 | M7-0581 | DOOR PORTAL | Door Portal | PSY | PM | FOS | OPERATING | 3 | 2024-02-08
A3FKPDP907 | M7-0581 | DOOR PORTAL | Door Portal | PSY | PM | FOS | OPERATING | 3 | 2024-02-08
A3FKPDP908 | M7-0581 | DOOR PORTAL | Door Portal | PSY | PM | FOS | OPERATING | 3 | 2024-02-08
A3FPASN110 | M7-0581A | TORNADO WARNING SIREN USNG 17R NM 3467 5492 | TAWS | PSY | PM | FOS | OPERATING | 2 | 2020-05-28
A3FSYWS001 | M7-0581 | WET PIPE SPRINKLET SYSTEM, NO CHECK VALVE w/GN2 | Wet Pipe | PSY | PM | FOS | OPERATING | 3 | 2024-01-30
A3S12001 | M7-0581 | BFP FEBCO 825Y 1-1/2" S/N AD1690 BOTM UNT | BFP | WWS | PM | FOS | OPERATING | 3 | 2023-08-08
A3S12002 | M7-0581 | BFP FEBCO 825Y 1-1/2" S/N AD1718 TOP UNIT | BFP | WWS | PM | FOS | OPERATING | 3 | 2023-08-08
A3S12003 | M7-0581 | BFP, AMES, 4" DC, M/N 2000SS, SN 162774 | BFP-Fire | WWS | PM | FOS | OPERATING | 4 | 2024-04-05
A6502004 | C2-1060B | RADIO TOWER, MONOPOLE, NO GUY WIRES | Tower | STR | PM | FOS | OPERATING | 4 | 2020-02-27
A6FFAAS001 | C2-1060A | AIR SAMPLING SMOKE DETECTOR (ASSD) | ASSD | PSY | N/A | XSD | DECOMMISSIONED | 4 | 2017-08-31
A6FFART002 | C2-1060A | CENTRAL RADIO MONITORING SYSTEM (CRMS) TRANSCEIVER | CRMS | PSY | N/A | XSD | DECOMMISSIONED | 3 | 2018-09-11
AB301004 | K6-0894A | HOSE REEL, WASHDOWN, WIRT & KNOX, 1-1/2"o | Fire-Hose | WWS | N/A | XSD | DECOMMISSIONED | 3 | 2012-03-21
AB501002 | K6-0894A | ROOF, ECS BUILDING (EAST) 1500 SF | Roof-BUR | STR | PM | FOS | OPERATING | 4 | 2023-09-15
AB502002 | K6-0894A | DOOR, ROLLUP, MANUAL | Doors-Rollup Manual-Boeing | MEC | PM | FOS | OPERATING | 4 | 2023-08-31
AB502007 | K6-0894 | DOOR, ROLLUP, MANUAL | Doors-Rollup Manual-Boeing | MEC | PM | FOS | OPERATING | 3 | 2023-08-31
AB601002 | K6-0894 | Material Lift K6-0894 | Elevator | MEC | PM | FOS | OPERATING | 4 | 2024-01-05
AB801017 | K6-0894 | Compressed Air System, OPF 1 | Compressors-Air-System | HVC | RTF | FOS | OPERATING | 4 | 2011-10-07
AB803001 | K6-0894 | Vacuum Prod, VP-1 (480 V Serv Disc mtd next to unit, 120 V panel IPC, CB No. 14) | Vacuum Producer | HVC | PM | FOS | OPERATING | 2 | 2018-02-15
ABA07001 | K6-0894 | AHU-4 (480 V, Service Disconnects mounted on unit, one each for FAN-1 & FAN-2) | AHU-CHW-5T_30T | HVC | N/A | XSD | DECOMMISSIONED | 3 | 2016-06-23
ABA07002 | K6-0894 | AHU-5 (480 V, Service Disconnects mounted on unit, one each for FAN-1 & FAN-2) | AHU-CHW-5T_30T | HVC | N/A | XSD | DECOMMISSIONED | 3 | 2016-06-23
ABAIAAH004 | K6-0894 | AHU-4 (480 V, Local Service Disconnects) | AHU-CHW-5T_30T | HVC | PM | FOS | OPERATING | 4 | 2024-02-29
ABAIAAH005 | K6-0894 | AHU-5 (480 V, Local Service Disconnects) | AHU-CHW-5T_30T | HVC | PM | FOS | OPERATING | 4 | 2024-02-28
ABAIAAH014 | K6-0894 | AHU-14 (480 VAC, Serves 10K Clean Room) | AHU-CHW-5T_30T | HVC | PM | FOS | OPERATING | 3 | 2024-05-07
ABAIAHF014 | K6-0894 | Humidifier H-14 (480 VAC, Serves 10K Clean Room) | Humidifier | HVC | PM | FOS | OPERATING | 3 | 2024-01-23
ABE02001 | K6-0791 | SS 1112 300KVA 13.8KV 120/208V SQ D | Transformers-Oil-MV | EHV | PM | FOS | OPERATING | 2 | 2020-08-10
ABS12001-R1 | K6-0894A | BFP FEBCO 3â€ S/N N209210636 N. UNIT OUTSIDE BLD SN 1209210636 | BFP | WWS | PM | FOS | OPERATING | 2 | 2017-12-04
ABS12002-R1 | K6-0894A | BFP FEBCO 3â€ S/N N209060819 S. UNIT OUTSIDE BLD | BFP | WWS | PM | FOS | OPERATING | 1 | 2016-05-11
ACA01001 | N6-2296C | AHU, DX SPLIT SYSTEM | AHU-DX-5T_30T | HVC | PM | FOS | OPERATING | 4 | 2024-04-05
ACA01002 | N6-2296C | CONDENSING UNIT | AHU-DX-Condenser | HVC | PM/AS | FOS | OPERATING | 4 | 2012-05-16
ACA02002 | N6-2296C | A/C BARD M/N P1130A2 | AHU-DX-Wall | HVC | RTF | FOS | OPERATING | 1 | 2011-05-23
AD303001 | K7-0287 | EYEWASH STATION, EMERGENCY | Shwr-Eyewash | WWS | N/A | XSD | DECOMMISSIONED | 3 | 2017-04-19
AD501004 | K7-0288 | ROOF, MARINE PATROL STORAGE FACILITY, METAL, 2400 SF | Roof-Metal | STR | PM | FOS | OPERATING | 4 | 2023-09-26
AD701001 | K7-0287A | GASOLINE TANK, ABOVE GROUND | Tanks-Fuel | STR | PM | FOS | OPERATING | 4 | 2024-04-09
ADFFACP001 | K7-0288 | FA, SIMPLEX 4005 | FACP | PSY | PM/TS | FOS | OPERATING | 3 | 2017-05-01
ADFFART001 | K7-0288 | CENTRAL RADIO MONITORING SYSTEM (CRMS) TRANSCEIVER | CRMS | PSY | PM/TS | FOS | OPERATING | 4 | 2016-10-12
ADFH1010 | UK-0031 | HYDRANT, FIRE, MUELLER 5-1/4" | Hydrant | WWS | PM | FOS | OPERATING | 4 | 2023-09-07
ADFSYDS288 | K7-0288 | DRY PIPE SPRINKLER SYSTEM w/GN2 | Dry Pipe | PSY | PM | FOS | OPERATING | 3 | 2017-03-07
ADS12001 | UK-0031 | BFP WATTS 6" DC S/N 119110106 | BFP-Fire | WWS | PM | FOS | OPERATING | 4 | 2024-04-04
AE201001 | K7-0187 | FAP EDWARDS | FACP | PSY | N/A | NAB | DECOMMISSIONED | 4 | 2013-07-11
AE301001 | K7-0187 | SHOWER & EYEWASH SAFETY HAWS MN 910301 | Shwr-Eyewash | WWS | PM/TS | NOS | DECOMMISSIONED | 4 | 2016-03-03
AE501002 | K7-0187 | ROOF, MSS P/S ELE INT BLD, BUR, 400 SF | Roof-BUR | STR | N/A | XSD | DECOMMISSIONED | 2 | 2017-08-08
AE501002-R1 | K7-0187 | ROOF, MSS P/S ELE INT BLD, BUR, 400 SF | Roof-BUR | STR | PM | FOS | OPERATING | 4 | 2023-08-08
AEE01001 | K7-0188B | SW STA 900 BUS 1 ENCL PT/CT MTR CONTROLS | Bus-MV | EHV | PM | FOS | OPERATING | 4 | 2016-09-15
AEE01010 | K7-0188B | SWSTA 900 BUS 1 VCB 1A FDR 612 TIE TO FDR 518 VIA VCB 10B | Circuit Breaker-VCB | EHV | PM | FOS | OPERATING | 4 | 2016-09-19
AEE0101001 | K7-0188B | RELAY SWSTA 900 CUBICAL 1A SPARE | Relays-MV | EHV | PM | FOS | OPERATING | 4 | 2022-10-10
AEE01011 | K7-0188B | SWSTA 900 BUS 1 VCB 1B TO SS 839 FDR 612 | Circuit Breaker-VCB | EHV | PM | FOS | OPERATING | 4 | 2016-09-15
AEE0101101 | K7-0188B | RELAY SWSTA 900 CUBICAL 1B T839 | Relays-MV | EHV | PM | FOS | OPERATING | 4 | 2022-10-11
AEE01012 | K7-0188B | SWSTA 900 BUS 1 VCB 2A TO C-5 FDR 612 | Circuit Breaker-VCB | EHV | PM | FOS | OPERATING | 4 | 2012-09-25
AEE0101201 | K7-0188B | RELAY SWSTA 900 CUBICAL 2A C5 FEEDER 612 | Relays-MV | EHV | PM | FOS | OPERATING | 4 | 2022-10-11
AEE01013 | K7-0188B | SWSTA 900 BUS 1 VCB 2B TO SW STA 902/6B FDR 612 | Circuit Breaker-VCB | EHV | PM | FOS | OPERATING | 4 | 2012-09-25
AEE0101301 | K7-0188B | RELAY SWSTA 900 CUBICAL 2B SS902-6B | Relays-MV | EHV | PM | FOS | OPERATING | 4 | 2022-10-11
AEE01014 | K7-0188B | SWSTA 900 BUS 1 VCB 3B TO VFI 1024/S1 | Circuit Breaker-VCB | EHV | PM | FOS | OPERATING | 4 | 2016-09-15
AEE0101401 | K7-0188B | RELAY SWSTA 900 CUBICAL 3B VFI 1024-S1 | Relays-MV | EHV | PM | FOS | OPERATING | 4 | 2022-10-11
AEE01015 | K7-0188B | SWSTA 900 VCB 4B BUS TIE 1-2 FDR 606/612 | Circuit Breaker-VCB | EHV | PM | FOS | OPERATING | 4 | 2016-09-15
AEE0101501 | K7-0188B | RELAY SWSTA 900 CUBICAL 4B TIE (BUS 1 AND 2) | Relays-MV | EHV | PM | FOS | OPERATING | 4 | 2022-10-11
AEE02001 | K7-0188B | SW STA 900 BUS 2 ENCL PT/CT MTR CONTROLS | Bus-MV | EHV | PM | FOS | OPERATING | 4 | 2020-10-16
AEE02010 | K7-0188B | SWSTA 900 BUS 2 VCB 5A SPARE FDR 606 | Circuit Breaker-VCB | EHV | PM | FOS | OPERATING | 4 | 2020-10-15
AEE0201001 | K7-0188B | RELAY SWSTA 900 CUBICAL 5A SPARE | Relays-MV | EHV | PM | FOS | OPERATING | 4 | 2022-10-12
AEE02011 | K7-0188B | SWSTA 900 BUS 2 VCB 5B TO SW STA 902/17B FDR 606 | Circuit Breaker-VCB | EHV | PM | FOS | OPERATING | 4 | 2020-10-09
AEE0201101 | K7-0188B | RELAY SWSTA 900 CUBICAL 5B SS902-17B | Relays-MV | EHV | PM | FOS | OPERATING | 4 | 2022-10-12
AEE02012 | K7-0188B | SWSTA 900 BUS 2 VCB 6A SPARE FDR 606 | Circuit Breaker-VCB | EHV | PM | FOS | OPERATING | 4 | 2020-10-16
AEE0201201 | K7-0188B | RELAY SWSTA 900 CUBICAL 6A SPARE | Relays-MV | EHV | PM | FOS | OPERATING | 4 | 2022-10-12
AEE02013 | K7-0188B | SWSTA 900 BUS 2 VCB 6B TO C5A | Circuit Breaker-VCB | EHV | PM | FOS | OPERATING | 4 | 2020-10-12
AEE0201301 | K7-0188B | RELAY SWSTA 900 CUBICAL 6B C5 FEEDER 606 | Relays-MV | EHV | PM | FOS | OPERATING | 4 | 2022-10-12
AEE02014 | K7-0188B | SWSTA 900 BUS 2 VCB 7B TO SW STA 1001/4B | Circuit Breaker-VCB | EHV | PM | FOS | OPERATING | 4 | 2020-10-13
AEE0201401 | K7-0188B | RELAY SWSTA 900 CUBICAL 7B SS1001-4 | Relays-MV | EHV | PM | FOS | OPERATING | 4 | 2022-10-13
AEE02015 | K7-0188B | SWSTA 900 VCB 8B BUS TIE 2-3 FDR 518/606 | Circuit Breaker-VCB | EHV | PM | FOS | OPERATING | 4 | 2020-10-14
AEE0201501 | K7-0188B | RELAY SWSTA 900 CUBICAL 8B TIE (BUS 2 AND 3) | Relays-MV | EHV | PM | FOS | OPERATING | 4 | 2022-10-13
AEE03001 | K7-0188B | SW STA 900 BUS 3 ENCL PT/CT MTR CONTROLS | Bus-MV | EHV | PM | FOS | OPERATING | 3 | 2020-11-24
AEE03010 | K7-0188B | SWSTA 900 BUS 3 VCB 9A TO LBS 785/S3 FDR 518 | Circuit Breaker-VCB | EHV | PM | FOS | OPERATING | 3 | 2020-11-20
AEE0301001 | K7-0188B | RELAY SWSTA 900 CUBICAL 9A LBS 785-S3 FEEDER 518 | Relays-MV | EHV | PM | FOS | OPERATING | 4 | 2022-10-13
AEE03011 | K7-0188B | SWSTA 900 BUS 3 VCB 9B TO VFI 788/S1 FDR 518 | Circuit Breaker-VCB | EHV | PM | FOS | OPERATING | 4 | 2020-11-24
AEE0301101 | K7-0188B | RELAY SWSTA 900 CUBICAL 9B VFI 788-S1 | Relays-MV | EHV | PM | FOS | OPERATING | 4 | 2022-10-13
AEE03012 | K7-0188B | SWSTA 900 BUS 3 VCB 10A SPARE FDR 518 | Circuit Breaker-VCB | EHV | PM | FOS | OPERATING | 4 | 2020-11-04
AEE0301201 | K7-0188B | RELAY SWSTA 900 CUBICAL 10A SPARE | Relays-MV | EHV | PM | FOS | OPERATING | 4 | 2022-10-14
AEE03013 | K7-0188B | SWSTA 900 BUS 3 VCB 10B FDR 518 TIE TO FDR 612 VIA VCB 1A | Circuit Breaker-VCB | EHV | PM | FOS | OPERATING | 4 | 2020-11-04
AEE0301301 | K7-0188B | RELAY SWSTA 900 CUBICAL 10B SPARE | Relays-MV | EHV | PM | FOS | OPERATING | 4 | 2022-10-14
AEE03014 | K7-0188B | SWSTA 900 BUS 3 VCB 11B TO VFI 787/S1 FDR 518 | Circuit Breaker-VCB | EHV | PM | FOS | OPERATING | 4 | 2020-11-24
AEE0301401 | K7-0188B | RELAY SWSTA 900 CUBICAL 11B VFI 787-S1 | Relays-MV | EHV | PM | FOS | OPERATING | 4 | 2022-10-14
AEE06001 | K7-0188B | Battery Bank 130V, SWST 900 | Battery Bank-Nickel Cad | EHV | PM | FOS | OPERATING | 4 | 2024-03-21
AEE06002 | K7-0188B | Battery Charger 130V, SWST 900 | Battery Charger | EHV | PM | FOS | OPERATING | 4 | 2023-09-06
AFE01001 | N6-2296K | SS 230 225KVA 13.2KV-208/120V OIL TYPE PDMT ATLANTIC | Transformers-Oil-MV | EHV | PM | FOS | OPERATING | 4 | 2023-01-29
AG302001 | M7-0581 | EYEWASH STATION, BRADLEY | Shwr-Eyewash | WWS | PM | FOS | OPERATING | 4 | 2024-01-12
AHA01001 | N6-2296F | AIR HANDLING UNIT, DX (TWR BASE) | AHU-CHW-5T_30T | HVC | N/A | XSD | DECOMMISSIONED | 4 | 2021-03-01
AHA01001-R1 | N6-2296F | AIR HANDLING UNIT, DX (TWR BASE) | AHU-CHW-5T_30T | HVC | PM | FOS | OPERATING | 3 | 2024-01-07
AHA01002 | N6-2296F | CONDENSING UNIT DX SPLIT SYS TWR BASE | AHU-DX-Condenser | HVC | N/A | XSD | DECOMMISSIONED | 2 | 2020-05-12
AHA01002-R1 | N6-2296F | CONDENSING UNIT DX SPLIT SYS TWR BASE | AHU-DX-Condenser | HVC | PM | FOS | OPERATING | 3 | 2024-01-05
AI501002 | K6-0999 | ROOF, TURNSTILE SHELTER, METAL, 800 SF | Roof-Metal | STR | PM | FOS | OPERATING | 1 | 2022-12-21
AIFKPCP016 | K6-0999 | INTELLIGENT SYSTEM CONTROLLER #16 | ESS | PSY | PM | FOS | OPERATING | 3 | 2024-04-29
AIFKPTS162 | K6-0999 | GATE TURNSTILE | Turnstile | PSY | PM | FOS | OPERATING | 3 | 2023-11-13
AIFKPTS163 | K6-0999 | GATE TURNSTILE | Turnstile | PSY | PM | FOS | OPERATING | 3 | 2024-04-29
AJ201001 | K6-0445 | LIGHTNING PROTECTION SYSTEM | Lightning Prot-ORD | ELV | N/A | XSD | DECOMMISSIONED | 4 | 2010-08-16
AJ501002 | K6-0445 | ROOF, CONTRACTOR SUPPT BLDG #4 METAL 990 SF | Roof-Metal | STR | N/A | XSD | DECOMMISSIONED | 3 | 2013-06-27
AK2ELITE | K6-0446 | LIGHTS, EMERGENCY & EXIT, K6-0446 | Emer-Exit Lights Self Testing 2 | ELV | RTF | FOS | OPERATING | 3 | 2015-02-18
AK501002 | K6-0446 | ROOF, CONT SUP BLDG #6 5600 SF METAL | Roof-Metal | STR | PM | FOS | OPERATING | 3 | 2023-10-31
AKFH1360 | K6-0446 | HYDRANT, FIRE | Hydrant | WWS | PM | FOS | OPERATING | 3 | 2024-03-19
AO501002 | N6-2296G | ROOF, CEN TEL GEN BLD 1692 SF | Roof-BUR | STR | PM | FOS | OPERATING | 2 | 2022-07-25
AOE90001 | N6-2295 | GROUNDING SYSTEM FACILITY | Grounding-Fence | ELV | N/A | XSD | DECOMMISSIONED | 3 | 2011-07-16
AOH03001 | N6-2296L | FUEL TANK, ABOVE GROUND 2000 GALLON | Tanks-Fuel | STR | PM | FOS | OPERATING | 4 | 2024-04-18
AP2ELITE | K6-2196 | LIGHTS, EMERGENCY & EXIT, K6-2196 | Emer-Exit Lights | ELV | N/A | XSD | DECOMMISSIONED | 4 | 2015-02-16
AP308002 | K6-2196 | FILTER, WATER, CUNO | Filters-Water | WWS | N/A | XSD | DECOMMISSIONED | 4 | 2014-12-05
AP501002 | K6-2196 | ROOF, R&G MAINT #3 2811 SF BUR-A | Roof-BUR | STR | N/A | XSD | DECOMMISSIONED | 4 | 2014-04-25
AP501002A | K6-2196 | ROOF, R&G MAINT #3 3492 SF METAL & BUR | Roof-Metal | STR | N/A | XSD | DECOMMISSIONED | 4 | 2014-04-25
APA02001 | K6-2196 | HEAT PUMP 3.5TON PACK'D TRANE S/N E48164316 | AHU-DX-Package-LT5T | HVC | N/A | XSD | DECOMMISSIONED | 3 | 2014-03-04
APACA081 | K6-2096 | AIR COMPRESSOR, RECIP, QUINCY | Compressors-Air-Reciprocating | HVC | N/A | XSD | DECOMMISSIONED | 4 | 2020-01-23
APARWIM001 | M6-0486 | ICE MACHINE, CUBE, MANITOWOC S/N 110086493 | Refrigeration-Ice Machine-Cube | HVC | N/A | XSD | DECOMMISSIONED | 4 | 2020-09-17
APE03001 | K6-2096 | SS 1140 112.5KVA 13.8KV-480/277V OIL TYPE PDMT COOPER | Transformers-Oil-MV | EHV | PM | FOS | OPERATING | 4 | 2024-03-20
APFH1245 | UK-0031 | HYDRANT, FIRE, MUELLER 1993 | Hydrant | WWS | PM | FOS | OPERATING | 4 | 2023-08-18
APFH1305 | UK-0031 | HYDRANT, FIRE | Hydrant | WWS | PM | FOS | OPERATING | 4 | 2023-08-17
APS12001 | UK-0031 | BFP FEBCO 825Y 3/4" ACCESS 6200 24 HR ADV, S/N D7773 | BFP | WWS | PM | FOS | OPERATING | 3 | 2023-09-23
APS12002 | UK-0031 | BFP WATTS 909 2" S/N 267682 | BFP | WWS | PM | FOS | OPERATING | 3 | 2023-09-20
APS12004 | UK-0031 | BFP FEBCO, 1" 805Y, S/N AJ8339 | BFP | WWS | N/A | NAB | DECOMMISSIONED | 3 | 2014-09-19
APS12005 | UK-0031 | BFP WATTS 909 3" RP S/N 184959 | BFP | WWS | N/A | NAB | DECOMMISSIONED | 3 | 2014-09-25
AQ501002 | K6-0799 | ROOF, TURNSTILE SHELTER, METAL, 960 SF | Roof-Metal | STR | PM | FOS | OPERATING | 3 | 2023-11-13
AR203001 | K6-0743 | LIGHTNING PROTECTION | Lightning Prot | ELV | PM | FOS | OPERATING | 3 | 2021-09-09
AR303001 | K6-0743 | SHOWER & EYEWASH SAFETY HAWS MN 8306 CRWLR | Shwr-Eyewash | WWS | PM | FOS | OPERATING | 3 | 2024-01-10
AR307001 | K6-0743 | SHOWER & EYEWASH SAFETY HAWS MN 8560 | Shwr-Eyewash | WWS | PM | FOS | OPERATING | 3 | 2024-01-09
AR308001 | K6-0743 | FILTER, H20, ICE MACHINE | Filters-Water | WWS | PMHL | FOS | OPERATING | 4 | 2013-07-10
AR308002 | K6-0743 | FILTER, WATER, CUNO | Filters-Water | WWS | PM | FOS | OPERATING | 4 | 2024-01-10
AR501002 | K6-0743 | ROOF, CRAWLER TRANSPORTATION MAINT BLDG, SIMON REQ | Roof-Metal | STR | PM | FOS | OPERATING | 2 | 2023-11-09
AR801001 | K6-0743 | AirÂ Compressor,Â 10Â HP,Â QuincyÂ ModelÂ 350 | Compressors-Air-Reciprocating | HVC | N/A | XSD | DECOMMISSIONED | 3 | 2013-11-12
ARA02003 | K6-0743 | Condensing Unit, CU-1 (K6-0743, south side) | Condensing Unit | HVC | N/A | XSD | DECOMMISSIONED | 3 | 2017-01-27
ARAIAAH001 | K6-0743 | AHU-1 (480 V, Service Disconnect located in room 115) | AHU-DX-5T_30T | HVC | PM | FOS | OPERATING | 3 | 2024-02-25
ARAIACU001 | K6-0743 | Condensing Unit, CU-1 (K6-0743, south side) | Condensing Unit | HVC | PM | FOS | OPERATING | 3 | 2024-02-13
ARARWIM001 | K6-0743 | Ice Machine, Cube, Manitowoc, S/N 110878786 | Refrigeration-Ice Machine-Cube | HVC | N/A | XSD | DECOMMISSIONED | 2 | 2019-08-02
ARARWIM001-R1 | K6-0743 | Ice Machine, Cube, Manitowoc | Refrigeration-Ice Machine-Cube | HVC | PM | FOS | OPERATING | 3 | 2024-04-18
ARE01001 | K6-0743 | SSÂ 849Â 300KVAÂ 13.8KV-480/277VÂ OILÂ PDMTÂ GE | Transformers-Oil-MV | EHV | PM/PT | FOS | OPERATING | 2 | 2020-12-22
ARF20001 | K6-0743 | SPRINKLER SYSTEM AUTO w/GN2 | Wet Pipe | PSY | PM | FOS | OPERATING | 3 | 2023-11-20
ARF20002 | K6-0743 | SPRINKLER SYSTEM, 6" w/GN2 | Wet Pipe | PSY | PM | FOS | OPERATING | 3 | 2023-11-20
ARFH1060 | UK-0031 | HYDRANT, FIRE, MUELLER 1980 | Hydrant | WWS | PM | FOS | OPERATING | 4 | 2023-05-16
ARFH1330-R1 | K6-0545 | HYDRANT, FIRE, AMERICAN DARLING 5-1/4 2013 | Hydrant | WWS | PM | FOS | OPERATING | 3 | 2023-12-15
ARFS4002 | K6-0743 | FACP, SIMPLEX 4002 | FACP | PSY | PM | FOS | OPERATING | 2 | 2021-01-19
ARS12001 | K6-0743 | BFP FEBCO 6" DC S/N B15230 W.UNIT FIRE FOR K6-0743 | BFP-Fire | WWS | PM | FOS | OPERATING | 4 | 2024-03-27
ARS12002 | K6-0743 | BFP FEBCO 6" DC S/N B15200 E.UNIT FIRE FOR K6-0743 | BFP-Fire | WWS | PM | FOS | OPERATING | 4 | 2024-03-21
ARS12003 | K6-0743 | BFP FEBCO 825Y RP 3/4" S/N AC9129 | BFP | WWS | N/A | XSD | DECOMMISSIONED | 3 | 2018-09-13
ARS12003-R1 | K6-0743 | BFP FEBCO 825Y RP 3/4" S/N J088063 | BFP | WWS | PM | FOS | OPERATING | 3 | 2023-08-29
AU101005 | M7-0351 | EXHAUST FAN, CARNES S/N 56413 | Fan-Exhaust-LT100HP | HVC | RTF | FOS | OPERATING | 4 | 2011-06-20
AU2ELITE | M7-0351 | LIGHTS, EMERGENCY & EXIT, M7-0351 | Emer-Exit Lights Self Testing | ELV | PM | FOS | OPERATING | 4 | 2016-12-19
AU501002 | M7-0351 | ROOF AUD & TRN FAC 9400 SF | Roof-BUR | STR | PM | FOS | OPERATING | 3 | 2024-01-16
AU601001 | M7-0351 | LIFT, WHEELCHAIR, ASCENSION | Elevator, Lift-Personnel | SPE | PM | FOS | OPERATING | 4 | 2023-10-31
AUA03001 | M7-0351 | PACKAGE AIR CONDITIONING UNIT, BARD | AHU-DX-Wall | HVC | RTF | FOS | OPERATING | 4 | 2011-03-14
AUA03002 | M7-0351 | HEATER BLAST COIL INDEECO CAT 97UK3515AN1 | Heater Blast Coil | HVC | RTF | FOS | OPERATING | 3 | 2011-02-21
AUA03003 | M7-0351 | AIR HANDLING UNIT, CHW TRANE S/N 00C44511 | AHU-CHW-5T_30T | HVC | PM | FOS | OPERATING | 3 | 2024-04-08
AUA03004 | M7-0351 | AIR HANDLING UNIT, CHW TRANE S/N K00C44567 | AHU-CHW-5T_30T | HVC | PM | FOS | OPERATING | 3 | 2024-04-09
AUAHWBH001 | M7-0351 | HOT WATER BOILER, #105104 | Boilers-Modular/Pulse | HVC | PM | FOS | OPERATING | 4 | 2024-02-05
AUAHWBH002 | M7-0351 | HOT WATER BOILER, #104779 | Boilers-Modular/Pulse | HVC | PM | FOS | OPERATING | 4 | 2024-02-06
AUE01001 | M7-0351 | SS 189 225KVA 13.2KV-208/120V OIL TYPE GE | Transformers-Oil-MV | EHV | PT | FOS | OPERATING | 2 | 2020-08-10
AUE90001 | M7-0351 | GROUNDING SYSTEM FACILITY | Grounding | ELV | PM | FOS | OPERATING | 3 | 2020-09-09
AUE90002 | M7-0355E | GROUNDING SYSTEM FACILITY | Grounding | ELV | PM | FOS | OPERATING | 3 | 2021-11-17
AUF23001 | M7-0351 | VALVE, FIRE HOSE SYSTEM NORTH EAST CORNER | Valves-Fire Hose | PSY | PM | FOS | OPERATING | 3 | 2024-05-14
AUF41001 | M7-0351 | SIMPLEX 4002 FACP | FACP | PSY | PM | FOS | OPERATING | 3 | 2023-07-01
AUFUCNG001 | M7-0351 | Facility Natural Gas Piping | Gas Piping | MEC | PM | FOS | OPERATING | 3 | 2023-09-29
AUS12001 | M7-0351 | BFP FEBCO 825Y 3/4" S/N N9621 | BFP | WWS | PM | FOS | OPERATING | 4 | 2024-03-19
AW301001 | K6-0894B | HOSE REEL, WASHDOWN, HANEY, S/N 209603 | Fire-Hose | WWS | N/A | XSD | DECOMMISSIONED | 3 | 2012-03-21
AW301002 | K6-0894B | HOSE REEL, WASHDOWN, HANEY S/N 209601 | Fire-Hose | WWS | N/A | XSD | DECOMMISSIONED | 3 | 2012-03-21
AW301003 | K6-0894B | HOSE REEL, WASHDOWN, HANEY, S/N 209602 | Fire-Hose | WWS | N/A | XSD | DECOMMISSIONED | 3 | 2012-03-21
AW301004 | K6-0894B | HOSE REEL, WASHDOWN, HANEY, S/N 209600 | Fire-Hose | WWS | N/A | XSD | DECOMMISSIONED | 3 | 2012-03-21
AW501002 | K6-0894B | ROOF, ECS BUILDING (WEST) 1500 SF | Roof-BUR | STR | PM | FOS | OPERATING | 4 | 2023-09-15
AW502002 | K6-0894B | DOOR, ROLLUP, MANUAL | Doors-Rollup Manual-Boeing | MEC | PM | FOS | OPERATING | 4 | 2023-08-31
AW602001 | K6-0894 | Elevator, Hydraulic, OPF H/B 2 Building | Elevator | MEC | N/A | NAB | DECOMMISSIONED | 4 | 2012-11-13
AW801027 | K6-0894 | Compressed Air System High Bay 2 | Compressors-Air-System | HVC | RTF | FOS | OPERATING | 4 | 2011-10-07
AW803001 | K6-0894 | Vacuum Prod, VP-2 (480 V Serv Disc mtd next to unit, 120 V panel IIPC, CB No.14) | Vacuum Producer | HVC | PM/AS | FOS | OPERATING | 4 | 2012-07-31
AWA07001 | K6-0894 | AHU-1 (480 V, Service Disconnects mounted on unit, one each for FAN-1 & FAN-2) | AHU-CHW-5T_30T | HVC | PM | FOS | OPERATING | 1 | 2021-12-20
AWA07002 | K6-0894 | AHU-2 (480 V, Service Disconnects mounted on unit, one each for FAN-1 & FAN-2) | AHU-CHW-5T_30T | HVC | PM/TS | NOS | DECOMMISSIONED | 2 | 2015-03-20
AWAIAAH015 | K6-0894 | AHU-15 (480 VAC Local Service Disconnect) | AHU-CHW-5T_30T | HVC | PM | FOS | OPERATING | 3 | 2024-04-22
AWAIAAH016 | K6-0894 | AHU-16 (480 VAC Local Service Disconnect) | AHU-CHW-5T_30T | HVC | PM | FOS | OPERATING | 3 | 2024-04-12
AWE90001 | K6-0894B | GROUNDING SYSTEM FACILITY | Grounding | ELV | PM | FOS | OPERATING | 4 | 2021-11-02
AWS12001 | K6-0894B | BFP FEBCO 825 3" S/N 6807 N UNIT | BFP | WWS | N/A | XSD | NOT_IN_CONTRACT | 5 | 2018-04-10
AWS12001-R1 | K6-0894B | BFP FEBCO LF860 3" S/N N1801110754 | BFP | WWS | PM | FOS | OPERATING | 3 | 2020-01-21
AWS12002 | K6-0894B | BFP FEBCO 825 3" S/N 6806 S UNIT | BFP | WWS | N/A | XSD | NOT_IN_CONTRACT | 3 | 2016-01-07
AWS12002-R1 | K6-0894B | BFP FEBCO 860 3" S/N N1509100532 S UNIT | BFP | WWS | PM/TS | NOS | DECOMMISSIONED | 3 | 2020-01-21
AWS12003 | UK-0031 | BFP FEBCO 825Y RPZ 1-1/2" S/N BL0989 | BFP | WWS | N/A | NAB | ABANDONED | 2 | 2014-01-14
AWS12004 | UK-0031 | BFP FEBCO 825Y RPZ 1-1/2" S/N BL0987 | BFP | WWS | N/A | NAB | ABANDONED | 2 | 2014-01-14
B6601001 | M6-0486J | HOIST, MANUAL CHAIN, 2 TON, GANTRY FRAME | Hoist | MEC | PM | FOS | OPERATING | 4 | 2024-04-29
B6601002 | L6-0147 | HOIST, PORTABLE, HYDRAULIC, 1 TON, RUGER | Hoist | MEC | PM | FOS | OPERATING | 3 | 2023-07-28
B6ACAAD001 | L6-0147 | Air Dryer (Dessicant), Hankinson HHS-930 | Desiccant-Air Dryer-BFF | HVC | PM | FOS | OPERATING | 4 | 2023-09-05
B6ACWCH001 | L6-0147 | Chiller CH-1, Daikin Centrifugal (East) | Chiller-GT300T | HVC | PM | FOS | OPERATING | 3 | 2024-04-24
B6ACWCH002 | L6-0147 | Chiller CH-2, Daikin, Centrifugal (Center) | Chiller-GT300T | HVC | PM | FOS | OPERATING | 3 | 2024-03-20
B6ACWCH003 | L6-0147 | Chiller CH-3, Daikin, Centrifugal (West) | Chiller-GT300T | HVC | PM | FOS | OPERATING | 3 | 2024-04-22
B6ACWET002 | L6-0147 | Expansion Tank CW - ET-1 (211 Gallon) | Tanks-Expansion-CW | HVC | PM | FOS | OPERATING | 4 | 2023-06-06
B6ACWPP010 | L6-0147 | Chilled Water Pump P-10, 25 HP, 460 VAC (Local Service Disconnect) | Pump-Pad Mount-(CHW/CW)-GT10HP | HVC | PM | FOS | OPERATING | 3 | 2024-05-08
B6ACWPP011 | L6-0147 | Chilled Water Pump P-11, 25 HP, 460 VAC (Local Service Disconnect) | Pump-Pad Mount-(CHW/CW)-GT10HP | HVC | PM | FOS | OPERATING | 3 | 2024-05-07
B6ACWPP012 | L6-0147 | Chilled Water Pump P-12, 25 HP, 460 VAC (Local Service Disconnect) | Pump-Pad Mount-(CHW/CW)-GT10HP | HVC | PM | FOS | OPERATING | 3 | 2024-05-06
B6AHCCT001 | L6-0147 | Cooling Tower #1 BFF (480 VAC, CMCC/5G ROOM 1002) | Cooling Tower-BFF | HVC | PM | FOS | OPERATING | 3 | 2024-04-09
B6AHCCT002 | L6-0147 | Cooling Tower #2 BFF (480 VAC, CMCC/6C ROOM 1002) | Cooling Tower-BFF | HVC | PM | FOS | OPERATING | 3 | 2024-04-08
B6AHCCT003 | L6-0147 | Cooling Tower #3 BFF (480 VAC, CMCC/6F ROOM 1002) | Cooling Tower-BFF | HVC | PM | FOS | OPERATING | 3 | 2024-04-05
B6AHCPP001 | L6-0147 | Condenser Water Pump #1 (480 VAC, CMCC/1H ROOM 1002) | Pump-Pad Mount-(CHW/CW)-GT10HP | HVC | PM | FOS | OPERATING | 3 | 2024-01-08
B6AHCPP002 | L6-0147 | Condenser Water Pump #2 (480 VAC, CMCC/2D ROOM 1002) | Pump-Pad Mount-(CHW/CW)-GT10HP | HVC | PM | FOS | OPERATING | 3 | 2024-01-04
B6AHCPP003 | L6-0147 | Condenser Water Pump #3 (480 VAC, CMCC/2H ROOM 1002) | Pump-Pad Mount-(CHW/CW)-GT10HP | HVC | PM | FOS | OPERATING | 3 | 2024-01-04
B6AHWET001 | L6-0147 | Expansion Tank HW - ET-1 (528 Gallon) | Tanks-Expansion-HW | HVC | PM | FOS | OPERATING | 4 | 2023-06-09
B6AHWET002 | L6-0147 | Expansion Tank HW - ET-2 (422 Gallon) | Tanks-Expansion-HW | HVC | PM | FOS | OPERATING | 4 | 2023-06-09
B6AHWET003 | L6-0147 | Expansion Tank HW - ET-3 (422 Gallon) | Tanks-Expansion-HW | HVC | PM | FOS | OPERATING | 4 | 2023-06-14
B6AIAUA001 | L6-0147 | A/C Unit, Bard Package | AHU-DX-Package-5T_30T | HVC | PM | FOS | OPERATING | 3 | 2024-02-20
B6AXAOZ001 | L6-0147 | Ozone Generator OG-1 BFF, (220 VAC, Local Service Disconnect) | Ozone Generator-BFF | HVC | PM | FOS | OPERATING | 2 | 2021-06-21
B6AXAOZ002 | L6-0147 | Ozone Generator OG-2 BFF, (220 VAC, Local Service Disconnect) | Ozone Generator-BFF | HVC | PM | FOS | OPERATING | 2 | 2021-06-21
B6AXAOZ003 | L6-0147 | Ozone Generator OG-3 BFF, (220 VAC, Local Service Disconnect) | Ozone Generator-BFF | HVC | PM | FOS | OPERATING | 2 | 2021-06-21
B6AXAPP002 | L6-0147 | Adapts Pump P-1 | Pump-Pad Mount-(CHW/CW)-GT10HP | HVC | PM | FOS | OPERATING | 3 | 2024-02-28
B6E01002 | L6-0147 | SS-1113 Substation Secondary, BFF, Chiller Building | Substation Secondary | ELV | PM | FOS | OPERATING | 2 | 2021-02-23
B6E02000 | L6-0147 | Chiller Motor Control Center | MCC | ELV | PM | FOS | OPERATING | 4 | 2023-03-10
B6FCA6000 | L6-0147 | Roof, Chiller Bldg, Metal, 8948 SF | Roof-Metal | STR | PM | FOS | OPERATING | 2 | 2022-02-28
B6FFACP001 | L6-0147 | FACP-SEIMENS XLS FIREFINDER | FACP | PSY | N/A | XSD | DECOMMISSIONED | 3 | 2020-12-17
B6FFACP002 | L6-0147 | FACP-SEIMENS XLS FIREFINDER | FACP | PSY | PM | FOS | OPERATING | 3 | 2023-07-21
B6FHVCTR001 | L6-0147 | HVAC SYSTEMS (HVCT) TOXIC CLOUD INTERFACE RELAY-BAS | Toxic-HVC | HVC | PM | FOS | OPERATING | 3 | 2024-03-29
B6FSYWS001 | L6-0147 | WET PIPE FIRE SPRINKLER w/GN2 | Wet Pipe | PSY | PM | FOS | OPERATING | 3 | 2024-04-23
B6FUCNG001 | L6-0147 | Facility Natural Gas Piping | Gas Piping | MEC | PM | FOS | OPERATING | 3 | 2023-09-29
B72ELITE | L6-0248 | LIGHTS, EMERGENCY & EXIT, L6-0248 | Emer-Exit Lights Self Testing | ELV | PM | FOS | OPERATING | 3 | 2017-09-22
B72ELITE2 | L6-0249 | LIGHTS, EMERGENCY & EXIT, L6-0249 | Emer Lights-Self Testing 2 | ELV | RTF | FOS | OPERATING | 4 | 2021-08-20
B7AIAAX001 | L6-0248 | AHU-1, Trane Package Unit, Service Bldg POL | AHU-DX-Package-5T_30T | HVC | PM | FOS | OPERATING | 4 | 2024-03-26
B7AIAAX002 | L6-0248 | AHU-1A, Trane Package Unit, Service Bldg POL | AHU-DX-Package-5T_30T | HVC | PM | FOS | OPERATING | 4 | 2024-03-27
B7AIVFN001 | L6-0248 | Filtered Supply Unt FSU-1 (480 VAC, Local Service Disconnect) | Fan-Supply-LT100HP | HVC | PM | FOS | OPERATING | 3 | 2024-03-20
B7ARWIM001-R1 | L6-0248 | Ice Machine, GSE SHOP, RM 1015 | Refrigeration-Ice Machine-Cube | HVC | PM | FOS | OPERATING | 4 | 2024-03-25
B7E01001 | L6-0248 | ATS SDP2, 480VAC | ATS | ELV | PM | FOS | OPERATING | 4 | 2022-12-16
B7FCA6000 | L6-0248 | Roof, SERVICE BLDG, Metal, 6374 SF | Roof-Metal | STR | PM | FOS | OPERATING | 5 | 2024-01-29
B7FFACP001 | L6-0248 | FACP-SEIMENS XLS FIREFINDER | FACP | PSY | N/A | XSD | DECOMMISSIONED | 4 | 2018-08-17
B7FFACP002 | L6-0248 | FACP-SEIMENS XLS FIREFINDER | FACP | PSY | PM | FOS | OPERATING | 4 | 2024-03-22
B7FSYWS001 | L6-0248 | WET PIPE FIRE SPRINKLER SYSTEM w/GN2 | Wet Pipe | PSY | PM | FOS | OPERATING | 3 | 2023-12-22
B7SFR6000 | L6-0249 | Roof, GSE REPAIR / WASH BLDG, Metal, 2337 SF | Roof-Metal | STR | PM | FOS | OPERATING | 5 | 2024-01-29
B82ELITE | L7-0251 | LIGHTS, EMERGENCY & EXIT, L7-0251 | Emer-Exit Lights Self Testing | ELV | PM | FOS | OPERATING | 4 | 2024-05-03
B8AIAAX004 | L7-0251 | RTU-4, Heat Pump | AHU-DX-Package-5T_30T | HVC | PM | FOS | OPERATING | 3 | 2024-02-23
B8AIAAX005 | L7-0251 | AC-5 Heat Pump, ASTF (480 VAC Local Service Disconnect) | AHU-DX-Package-5T_30T | HVC | PM | FOS | OPERATING | 3 | 2024-02-24
B8AIAAX006 | L7-0251 | RTU-6, Heat Pump | AHU-DX-Package-5T_30T | HVC | PM | FOS | OPERATING | 3 | 2024-02-23
B8AIVFN008 | L7-0251 | Exhaust Fan, EF-8, ASTF Serves A-101, A-102 | Fan-Exhaust-LT100HP-LS | HVC | PM | FOS | OPERATING | 3 | 2024-02-24
B8AIVFN009 | L7-0251 | Exhaust Fan, EF-9, ASTF Serves A-101, A-102 | Fan-Exhaust-LT100HP-LS | HVC | PM | FOS | OPERATING | 3 | 2024-02-24
B8E01049 | L7-0251 | SS-1116 Substation Secondary, BFF, Aft Skirt Facility | Substation Secondary | ELV | PM | FOS | OPERATING | 4 | 2022-10-14
B8E02001 | L7-0073 | Solar Inverter PV-1A, Off-Grid, 4KVA 120VAC, Land Fill | Solar PV System LT 5KW | ELV | PM | FOS | OPERATING | 1 | 2024-01-24
B8E11001 | L7-0251 | SS 1116A 300KVA 13.8KV-480/277V R-TEMP OIL TYPE SQUARE D | Transformers-Oil-MV | EHV | PM | FOS | OPERATING | 4 | 2022-07-09
B8E12001 | L7-0251 | SS 1116B 300KVA 13.8KV-480/277V R-TEMP OIL TYPE SQUARE D | Transformers-Oil-MV | EHV | PM | FOS | OPERATING | 2 | 2022-11-01
B8FFAAS001 | L7-0251 | AIR SAMPLING DETECTION SYSTEM-VESDA | ASSD | PSY | PM | FOS | OPERATING | 3 | 2023-08-24
B8FFACP001 | L7-0251 | FACP-SEIMENS XLS FIREFINDER | FACP | PSY | PM | FOS | OPERATING | 3 | 2023-08-31
B8FFART001 | L7-0251 | CENTRAL RADIO MONITORING SYSTEM (CRMS) TRANSCEIVERS | CRMS | PSY | PM | FOS | OPERATING | 3 | 2023-08-31
B8FH1270 | L7-0251 | HYDRANT, FIRE, MUELLER 5 -1/4,2018 | Hydrant | WWS | PM | FOS | OPERATING | 4 | 2024-03-11
B8FSCDC001 | L7-0202 | DRY CHEMICAL FIRE SYSTEM | Dry Chem | PSY | N/A | XSD | DECOMMISSIONED | 4 | 2014-11-11
B8FSYCP001 | L7-0251 | FIXED SPRAY CONTROL PANEL | RCP | PSY | N/A | XSD | DECOMMISSIONED | 4 | 2020-05-05
B8FSYCP002 | L7-0251 | DELUGE CONTROL PANEL | RCP | PSY | PM | FOS | OPERATING | 4 | 2023-11-29
B8FSYDL001 | L7-0251 | DELUGE MANIFOLD | Fixed Spray-2 | PSY | PM | FOS | OPERATING | 4 | 2023-12-07
B8FSYFS001 | L7-0251 | FIXED SPRAY SYSTEM | Fixed Spray-2 | PSY | N/A | XSD | DECOMMISSIONED | 3 | 2017-10-06
B8FSYFS002 | L7-0251 | FIXED SPRAY SYSTEM | Fixed Spray-2 | PSY | N/A | XSD | DECOMMISSIONED | 3 | 2017-10-06
B8FSYFS003 | L7-0251 | FIXED SPRAY SYSTEM | Fixed Spray-2 | PSY | N/A | XSD | DECOMMISSIONED | 3 | 2017-10-06
B8FSYFS004 | L7-0251 | FIXED SPRAY SYSTEM | Fixed Spray-2 | PSY | N/A | XSD | DECOMMISSIONED | 3 | 2017-10-06
B8FSYWS001 | L7-0251 | WET PIPE FIRE SPRINKLER w/GN2 | Wet Pipe | PSY | PM | FOS | OPERATING | 3 | 2023-11-06
B92ELITE | K6-1847 | LIGHTS, EMERGENCY & EXIT, K6-1847 | Emer-Exit Lights Self Testing | ELV | PM | FOS | OPERATING | 4 | 2024-02-09
B9303001 | K6-1847 | SHOWER & EYEWASH SAFETY | Shwr-Eyewash | WWS | PM | FOS | OPERATING | 3 | 2023-11-07
B9303002 | K6-1847 | SHOWER & EYEWASH SAFETY AUTOMATIC | Shwr-Eyewash | WWS | PM | FOS | OPERATING | 3 | 2023-11-10
B9303003 | K6-1847 | SHOWER & EYEWASH SAFETY AUTOMATIC | Shwr-Eyewash | WWS | PM | FOS | OPERATING | 3 | 2023-11-08
B9501002 | K6-1847 | ROOF, GENERATOR MAINT BLDG 6900 SF | Roof-Metal | STR | PM | FOS | OPERATING | 3 | 2023-05-11
B9501002D | K6-1847D | ROOF, POL SHED SQ FT 300 | Roof-Metal | STR | PM | FOS | OPERATING | 3 | 2023-05-11
B9701001 | K6-1847G | TANK, FUEL, DIESEL, 400 GAL DIESEL/100 GAL GASOLINE INSIDE | Tanks-Fuel | STR | PM | FOS | OPERATING | 4 | 2024-05-13
B9801000 | K6-1847 | Air Compressor, 5 HP, Quincy Model QT-5 | Compressors-Air-Reciprocating | HVC | PM | FOS | OPERATING | 3 | 2024-02-19
B9A01001 | K6-1847A | Condensing Unit, CU-2 (208/230 VAC, Local Service Disconnect) | Condensing Unit | HVC | PM | FOS | OPERATING | 2 | 2021-06-21
B9A01002 | K6-1847A | Condensing Unit, CU-1 (480 VAC, Local Service Disconnect) | Condensing Unit | HVC | N/A | XSD | DECOMMISSIONED | 2 | 2017-01-23
B9A02001 | K6-1847A | Air Handling Unit, AHU-1 (480 VAC, Local Service Disconnect) | AHU-DX-5T_30T | HVC | N/A | XSD | DECOMMISSIONED | 4 | 2021-08-06
B9A02002 | K6-1847A | Air Handling Unit, AHU-2 (480 VAC, Local Service Disconnect) | AHU-DX-5T_30T | HVC | PM | FOS | OPERATING | 2 | 2024-02-14
B9ARWIM001 | K6-1847 | ICE MACHINE, CUBE, MANITOWOC S/N 010421593 | Refrigeration-Ice Machine-Cube | HVC | N/A | XSD | DECOMMISSIONED | 4 | 2021-10-24
B9E01001 | K6-1141A | SS 1117 225KVA 13.8KV-480/277V OIL TYPE PDMT GE | Transformers-Oil-MV | EHV | N/A | XSD | DECOMMISSIONED | 3 | 2017-05-11
B9E90001 | K6-1847D | GROUNDING SYSTEM FACILITY | Grounding-Fence | ELV | PMHL | FOS | OPERATING | 4 | 2011-04-09
B9F41001 | K6-1847 | FA SIMPLEX 4002 | FACP | PSY | N/A | XSD | DECOMMISSIONED | 3 | 2022-07-06
B9FFART001 | K6-1847 | CENTRAL RADIO MONITORING SYSTEM (CRMS) TRANSCEIVER | CRMS | PSY | PM | FOS | OPERATING | 3 | 2023-07-06
B9FH1250 | K6-1847 | HYDRANT, FIRE | Hydrant | WWS | PM | FOS | OPERATING | 4 | 2024-03-19
B9FUCNG001 | K6-1847 | Facility Natural Gas Piping | Gas Piping | MEC | PM | FOS | OPERATING | 3 | 2023-07-03
B9S12001 | K6-1847 | BFP WATTS 909 3" RP, S/N 164056 | BFP | WWS | PM | FOS | OPERATING | 3 | 2023-10-31
BAE01001 | J5-1197 | SS 844 112.5KVA 13.8/208V S#776003745 SQ D | Transformers-Oil-MV | EHV | PT | FOS | OPERATING | 2 | 2020-08-10
BB200001 | M7-1150 | LIGHTNING PROTECTION SYSTEM | Lightning Prot | ELV | PM | FOS | OPERATING | 4 | 2010-10-11
BB201001 | M7-1150 | TERMINAL CABINET W. SIDE | Bridge-Cabinet-Terminal | STR | PM | FOS | OPERATING | 3 | 2021-01-25
BB201002 | M7-1150 | TERMINAL CABINET, E. SIDE | Bridge-Cabinet-Terminal | SPE | PM | FOS | OPERATING | 3 | 2021-01-25
BB201003 | M7-1150 | NEAR DATA SUBMARINE CABLE, TERMINAL CABINET | Bridge-Cable-Submarine | STR | PM | FOS | OPERATING | 4 | 2016-07-08
BB201008 | M7-1150 | FAR DATA SUBMARINE CABLE, TERMINAL CABINET | Bridge-Cable-Submarine | SPE | PMHL | FOS | OPERATING | 4 | 2012-10-16
BB501002 | M7-1150 | ROOF, BANANA RIVER BRIDGE 300 SF | Roof-BUR | STR | N/A | XSD | DECOMMISSIONED | 5 | 2017-08-08
BB501002-R1 | M7-1150 | Roof, BUR | Roof-BUR | STR | PM | FOS | OPERATING | 4 | 2024-02-24
BB601001 | M7-1150 | SPAN LIFT MACHINERY-BANANA RIVER BRIDGE-W SIDE | Bridge-Span Lift | STR | PM | FOS | OPERATING | 3 | 2024-02-28
BB601002 | M7-1150 | SPAN LIFT MACHINERY-BANANA RIVER BRIDGE-E SIDE | Bridge-Span Lift | STR | PM | FOS | OPERATING | 3 | 2024-02-28
BB601009 | M7-1150 | THRUSTER BRAKE, MACHINERY, WEST (NEAR SIDE) | Bridge-Thruster Brake | STR | PM | FOS | OPERATING | 4 | 2023-07-27
BB601010 | M7-1150 | THRUSTER BRAKE, MOTOR, WEST (NEAR SIDE) | Bridge-Thruster Brake | STR | PM | FOS | OPERATING | 4 | 2023-07-27
BB601011 | M7-1150 | THRUSTER BRAKE, MACHINERY, EAST (FAR SIDE) | Bridge-Thruster Brake | STR | PM | FOS | OPERATING | 4 | 2023-07-25
BB601012 | M7-1150 | THRUSTER BRAKE, MOTOR, EAST (FAR SIDE) | Bridge-Thruster Brake | STR | PM | FOS | OPERATING | 4 | 2023-07-25
BB601013 | M7-1150 | SPAN LIFT MOTOR, WEST, (NEAR) | Bridge-Motor-Span Lift | STR | PM | FOS | OPERATING | 4 | 2023-07-28
BB601014 | M7-1150 | SPAN LIFT MOTOR, EAST, (FAR) | Bridge-Motor-Span Lift | STR | PM | FOS | OPERATING | 4 | 2023-07-28
BB603007 | M7-1150 | Gate, East Bound, Near Warning Gate | Bridge-Gates | STR | PM | FOS | OPERATING | 3 | 2024-04-23
BB603008 | M7-1150 | Gate, East Bound, Near On-Coming Gate | Bridge-Gates | STR | PM | FOS | OPERATING | 4 | 2024-04-24
BB603009 | M7-1150 | Gate, West Bound, Near Off-Going Gate | Bridge-Gates | STR | PM | FOS | OPERATING | 3 | 2024-04-22
BB603010 | M7-1150 | Gate, West Bound, Far On-Coming Gate | Bridge-Gates | STR | PM | FOS | OPERATING | 3 | 2024-04-24
BB603011 | M7-1150 | Gate, West Bound, Far Warning Gate | Bridge-Gates | STR | PM | FOS | OPERATING | 3 | 2024-04-24
BB603012 | M7-1150 | Gate, East Bound, Far Off-Going Gate | Bridge-Gates | STR | PM | FOS | OPERATING | 4 | 2024-04-25
BB604001 | M7-1150 | OPERATOR LOCK BAR-N SIDE | Bridge-Lock Bar | STR | PM | FOS | OPERATING | 4 | 2023-08-15
BB604002 | M7-1150 | OPERATOR LOCK BAR-S SIDE | Bridge-Lock Bar | STR | PM | FOS | OPERATING | 3 | 2023-08-15
BB605001 | M7-1150 | FENDER AND ADJACENT AREA 2ND SH | Bridge-Fender | SPE | PM | FOS | OPERATING | 4 | 2022-10-17
BB605002 | M7-1150 | FENDER AND ADJACENT AREA 2ND SH | Bridge-Fender | SPE | PM | FOS | OPERATING | 4 | 2022-10-17
BB701001 | M7-1150 | MOTOR CONTROL CENTER | Bridge-MCC | STR | PM | FOS | OPERATING | 4 | 2022-12-28
BBE01001 | M7-1150 | SS 155 112.5KVA 13.2KV-480/277V OIL PDMT WESTINGHOUSE | Transformers-Oil-MV | EHV | PT | FOS | OPERATING | 3 | 2022-02-26
BC308001 | K6-0894 | FILTER, WATER, AQUA PURE | Filters-Water | WWS | N/A | XSD | DECOMMISSIONED | 3 | 2021-05-28
BC308002 | K6-0894 | FILTER, WATER, CUNO | Filters-Water | WWS | N/A | XSD | MISSING | 4 | 2012-07-05
BC600001 | K6-0894 | Elevator, Hydraulic, Annex Building | Elevator, Hydraulic | MEC | PM | FOS | OPERATING | 4 | 2024-05-03
BCA03001 | K6-0894 | Hot Water Expansion Tank (OPF-1/2, New Annex) | Tanks-Expansion-HW | HVC | N/A | NAB | ABANDONED | 4 | 2016-10-19
BCA07001 | K6-0894 | AHU-NA (480 V, Service Disconnect located in room 1051) | AHU-CHW-5T_30T | HVC | N/A | XSD | DECOMMISSIONED | 3 | 2016-06-16
BCA07002 | K6-0894 | AHU-OA (480 V, Service Disconnect located in room A106) | AHU-CHW-5T_30T | HVC | PM | FOS | OPERATING | 2 | 2019-05-21
BCA07003 | K6-0894 | AHU-13 (208 V, Service Disconnect located in room 1026) | AHU-CHW-Computer-5T_30T | HVC | PM | FOS | OPERATING | 2 | 2023-06-19
BCA07004 | K6-0894 | AHU-12 (120 V, Fed from panel LPA-2, cb No. 5, located in room A106) | AHU-CHW-5T_30T | HVC | PM/AS | FOS | OPERATING | 4 | 2012-07-30
BCA08001 | K6-0894 | Hot Water Pump, HWP-1 | Pump-Pad Mount-(HTHW/HW)-GT10HP | HVC | N/A | XSD | DECOMMISSIONED | 4 | 2018-10-24
BCA14001 | K6-0894 | Hot Water Heat Exchanger, HX-1 (OPF-1/2, New Annex) | Heat Exchanger | HVC | N/A | XSD | DECOMMISSIONED | 4 | 2016-05-17
BCA15001 | K6-0894 | Comb HVAC Control Air Compressor/Air Dryer | Compressors-Air-Reciprocating | HVC | N/A | XSD | DECOMMISSIONED | 3 | 2017-10-27
BCAIAAH0NA | K6-0894 | AHU-NA (480 V, Service Disconnect located in room 1051) | AHU-CHW-5T_30T | HVC | PM | FOS | OPERATING | 3 | 2024-02-05
BCF23001 | K6-0894 | VALVE, FIRE HOSE SYSTEM BCS12001 & BCS12002 | Valves-Fire Hose | PSY | PM/TS | NOS | DECOMMISSIONED | 4 | 2013-11-01
BCS12001 | UK-0031 | BFP WATTS 909 4" S/N 166668 S. UNIT | BFP-Fire | WWS | PM | FOS | OPERATING | 3 | 2024-04-10
BCS12002 | UK-0031 | BFP WATTS 909 4" S/N 166654 N. UNIT | BFP-Fire | WWS | PM | FOS | OPERATING | 3 | 2024-04-10
BCS12004 | UK-0031 | BFP WATTS 800 PVB 1-1/2" S/N 51233, K6-894 | BFP | WWS | PM | FOS | OPERATING | 2 | 2017-02-03
BCS12005-R1 | UK-0031 | BFP WATTS 909 2-1/2" RP S/N 125668 OPF ANNEX | BFP | WWS | PM | FOS | OPERATING | 3 | 2024-01-26
BCS12006-R1 | UK-0031 | BFP WATTS 909 2-1/2" S/N 125877 ANX MEC RM | BFP | WWS | PM | FOS | OPERATING | 3 | 2024-01-25
BCS12007 | UK-0031 | BFP FEBCO 825Y 3/4" S/N 1441 | BFP | WWS | PM | FOS | OPERATING | 3 | 2024-01-26
BD101001 | K6-0494 | GATE, ELEC | Gates-Motorized | MEC | PM | FOS | OPERATING | 5 | 2023-09-22
BD214001 | K6-0494 | LIGHTNING PROTECTION | Lightning Prot-ORD | ELV | PM | FOS | OPERATING | 4 | 2024-04-16
BD2ELITE2 | K6-0494 | LIGHTS, EMERGENCY & EXIT, K6-0494 RPSF | Emer-Exit Lights Self Testing 2 | ELV | RTF | FOS | OPERATING | 1 | 2015-02-26
BD302001 | K6-0494 | FILTER, WATER, CHARCOAL, CUNO | Filters-Water | WWS | N/A | XSD | DECOMMISSIONED | 4 | 2015-10-16
BD302002 | K6-0494 | SHOWER & EYEWASH SAFETY | Shwr-Eyewash | WWS | PM | FOS | OPERATING | 3 | 2024-03-19
BD302003 | K6-0494 | SHOWER & EYEWASH SAFETY | Shwr-Eyewash | WWS | PM | FOS | OPERATING | 3 | 2024-03-18
BD501002 | K6-0494 | ROOF, ROTATION PROCESSING FAC. BUR SMOOTH 17,459 SF | Roof-BUR | STR | PM | FOS | OPERATING | 3 | 2023-10-31
BD501101 | K6-0494 | LIFELINE, THALER, HORIZONTAL | Fall Prot | STR | PM | FOS | OPERATING | 4 | 2023-06-07
BD501102 | K6-0494 | LIFELINE, THALER, HORIZONTAL | Fall Prot | STR | PM | FOS | OPERATING | 4 | 2023-06-07
BD501103 | K6-0494 | LIFELINE, THALER, HORIZONTAL | Fall Prot | STR | PM | FOS | OPERATING | 4 | 2023-06-07
BD501104 | K6-0494 | LIFELINE, THALER, HORIZONTAL | Fall Prot | STR | PM | FOS | OPERATING | 4 | 2023-06-07
BD501105 | K6-0494 | LIFELINE, THALER, HORIZONTAL | Fall Prot | STR | PM | FOS | OPERATING | 4 | 2023-06-07
BD501106 | K6-0494 | LIFELINE, THALER, HORIZONTAL | Fall Prot | STR | PM | FOS | OPERATING | 4 | 2023-06-07
BD610000 | K6-0494 | Elevator, Traction, Hoist RPSF Building | Elevator, Traction, Gear | MEC | PM | FOS | OPERATING | 4 | 2024-05-08
BDA06001 | K6-0492 | WALL UNIT, BARD | AHU-DX-Wall | HVC | N/A | XSD | DECOMMISSIONED | 4 | 2011-05-25
BDA06002 | K6-0492 | WALL UNIT, BARD | AHU-DX-Wall | HVC | N/A | XSD | DECOMMISSIONED | 4 | 2011-06-02
BDAIAAX001 | K6-0494 | A/C Purge Unit, A/C-1 (480 V, Service Disconnect located next to unit) | AHU-DX-Package-LT5T | HVC | PM | FOS | OPERATING | 1 | 2024-01-10
BDAIAAX002 | K6-0494 | A/C Purge Unit, A/C-2 (480 V, Service Disconnect located next to unit) | AHU-DX-Package-LT5T | HVC | PM | FOS | OPERATING | 1 | 2024-01-10
BDAIAUA001 | K6-0494 | A/C UNIT, WINDOW | AHU-DX-Package-LT5T | HVC | N/A | NIC | NOT_IN_CONTRACT | 3 | 2022-06-28
BDAIAUA002 | K6-0494 | A/C UNIT, WINDOW | AHU-DX-Package-LT5T | HVC | N/A | NIC | NOT_IN_CONTRACT | 3 | 2022-06-27
BDE90001 | K6-0494 | GROUNDING SYSTEM FACILITY | Grounding | ELV | PM | FOS | OPERATING | 4 | 2024-04-30
BDF41001 | K6-0494 | SIMPLEX 4100 FACP | FACP | PSY | N/A | XSD | DECOMMISSIONED | 3 | 2017-12-01
BDFFACPN22 | K6-0494 | SIMPLEX 4100 FACP | FACP | ELV | N/A | XSD | DECOMMISSIONED | 3 | 2021-12-09
BDFFART001 | K6-0494 | CENTRAL RADIO MONITORING SYSTEM (CRMS) TRANSCEIVER | CRMS | PSY | PM | FOS | OPERATING | 3 | 2023-08-24
BDFFART002 | K6-0494 | CENTRAL RADIO MONITORING SYSTEM (CRMS) TRANSCEIVER | CRMS | PSY | PM | FOS | OPERATING | 3 | 2023-08-25
BDFH1080 | K6-0494 | HYDRANT, FIRE, MUELLER | Hydrant | WWS | PM | FOS | OPERATING | 3 | 2024-03-05
BDFH1275 | K6-0494 | HYDRANT, FIRE | Hydrant | WWS | PM | FOS | OPERATING | 3 | 2024-03-05
BDFKPAB302 | K6-0494 | AUX BOX | ESS | PSY | PM | FOS | OPERATING | 4 | 2024-03-01
BDFKPCP030 | K6-0495 | INTELLIGENT SYSTEM CONTROLLER #30 | ESS | PSY | PM | FOS | OPERATING | 3 | 2024-03-20
BDFKPDP303 | K6-0494 | DOOR PORTAL | Door Portal | PSY | PM | FOS | OPERATING | 3 | 2024-03-01
BDFSYWS001 | K6-0492 | WET PIPE FIRE SPRINKLER SYSTEM, w/ GN2 | Wet Pipe | PSY | PM | FOS | OPERATING | 4 | 2024-04-25
BDFSYWS004 | K6-0494 | WET PIPE FIRE SPRINKLER, NON-TYPICAL w/GN2 | Wet Pipe | PSY | N/A | XSD | DECOMMISSIONED | 3 | 2022-05-27
BDS12001 | K6-0494 | BFP FEBCO 2" RPZ, MODEL 860, S/N H02573 | BFP | WWS | PM | FOS | OPERATING | 4 | 2024-03-06
BDS12002 | K6-0492 | BFP, WILKINS-ZURN, 4" RP S/N U03474 | BFP-Fire | WWS | PM | FOS | OPERATING | 4 | 2024-04-18
BE2ELITE | K6-0495 | LIGHTS, EMERGENCY & EXIT, K6-0495 | Emer-Exit Lights Self Testing 2 | ELV | RTF | FOS | OPERATING | 3 | 2015-04-06
BE308001 | K6-0495 | FILTER, WATER, AMTEK | Filters-Water | WWS | PM | FOS | OPERATING | 3 | 2024-04-24
BE501002-R1 | K6-0495 | ROOF, SUPPORT BLDG METAL 5000 SF | Roof-Metal | STR | PM | FOS | OPERATING | 4 | 2023-11-01
BEA01002 | K6-0495 | A/C Unit, Package A/C-1 (480 V, Service Disconnect mounted on unit) | AHU-DX-Package-LT5T | HVC | PM | FOS | OPERATING | 1 | 2024-02-13
BEA01003 | K6-0495 | A/C Unit, Package A/C-2 (480 V, Service Disconnect mounted on unit) | AHU-DX-Package-LT5T | HVC | PM | FOS | OPERATING | 1 | 2024-02-13
BEAIHAD001 | K6-0495 | Air Dryer, (115 VAC plug in receptacle) | Refrigeration-Air Dryer | HVC | PM | FOS | OPERATING | 3 | 2023-09-01
BEE01001 | K6-0494 | SS 858A 1000KVA 13.8KV/480V PDMT | Transformers-Oil-MV | EHV | PM/PT | FOS | OPERATING | 4 | 2024-02-02
BEE02001 | K6-0494 | SS 858B 1000KVA 13.8KV/480V PDMT | Transformers-Oil-MV | EHV | PM/PT | FOS | OPERATING | 4 | 2024-01-26
BEF20001 | K6-0495 | WET PIPE SPRINKLER SYSTEM w/GN2 | Wet Pipe | PSY | PM | FOS | OPERATING | 3 | 2024-05-07
BES12001 | K6-0495 | BFP WATTS 919QT 2" RP, S/N A00140 | BFP | WWS | PM | FOS | OPERATING | 3 | 2023-10-26
BF214001 | K6-0497 | LIGHTNING PROTECTION | Lightning Prot-ORD | ELV | PM | FOS | OPERATING | 4 | 2024-04-08
BF2ELITE | K6-0497 | LIGHTS, EMERGENCY & EXIT, K6-0497 | Emer-Exit Lights Self Testing | ELV | PM | FOS | OPERATING | 4 | 2024-05-01
BF501002 | K6-0497 | ROOF, SURGE BLDG NO 1 5700 SF | Roof-BUR | STR | PM | FOS | OPERATING | 1 | 2022-10-31
BFE90001 | K6-0497 | GROUNDING SYSTEM FACILITY | Grounding | ELV | PM | FOS | OPERATING | 4 | 2024-04-05
BFFH1310 | K6-0497 | HYDRANT, FIRE | Hydrant | WWS | PM | FOS | OPERATING | 3 | 2024-03-01
BFFKPAB301 | K6-0497 | AUX BOX | ESS | PSY | PM | FOS | OPERATING | 3 | 2024-03-08
BFFKPDP302 | K6-0497 | DOOR PORTAL | Door Portal | PSY | PM | FOS | OPERATING | 3 | 2024-03-08
BFFKPWS303 | K6-0497 | WIRELESS SYSTEM | Wireless System | PSY | PM | FOS | OPERATING | 3 | 2024-03-08
BH502001 | N6-2296D | TOWER BORESITE | Tower | STR | PM | FOS | OPERATING | 4 | 2023-06-01
BI214001 | K6-0345 | LIGHTNING PROTECTION | Lightning Prot-ORD | ELV | PM | FOS | OPERATING | 4 | 2024-04-10
BI2ELITE | K6-0345 | LIGHTS, EMERGENCY & EXIT, K6-0345 | Emer-Exit Lights Self Testing 2 | ELV | RTF | FOS | OPERATING | 3 | 2016-10-14
BI501002 | K6-0345 | ROOF, SURGE BUILDING NO 2, 7775 SF | Roof-BUR | STR | PM | FOS | OPERATING | 2 | 2022-12-12
BIE90001 | K6-0345 | GROUNDING SYSTEM FACILITY | Grounding | ELV | PM | FOS | OPERATING | 4 | 2024-04-17
BIFH1170 | K6-0345 | HYDRANT, FIRE | Hydrant | WWS | PM | FOS | OPERATING | 3 | 2024-03-04
BIFKPAB301 | K6-0345 | AUX BOX | ESS | PSY | PM | FOS | OPERATING | 3 | 2024-03-01
BIFKPDP302 | K6-0345 | DOOR PORTAL | Door Portal | PSY | PM | FOS | OPERATING | 3 | 2024-03-01
BIFKPWS303 | K6-0345 | WIRELESS SYSTEM | Wireless System | PSY | PM | FOS | OPERATING | 4 | 2024-03-01
BJ101001 | M6-0392 | FAN EXH QUICKDRAFT S/N C24882 | Fan-Exhaust-LT100HP | MEC | N/A | XSD | DECOMMISSIONED | 2 | 2011-03-23
BJ101002 | M6-0392 | FAN EXH QUICKDRAFT S/N 32811, D/D | Fan-Exhaust-LT100HP | MEC | N/A | XSD | DECOMMISSIONED | 3 | 2011-03-02
BJ501002 | M6-0392 | ROOF, TOXIC HAZ LAB 440 SF | Roof-BUR | STR | N/A | XSD | DECOMMISSIONED | 3 | 2013-09-17
BJA10003 | M6-0392 | A/C Unit A/C-3, Package 208/230 VAC, Local Service Disconnect) | AHU-DX-Package-5T_30T | HVC | N/A | XSD | DECOMMISSIONED | 3 | 2013-12-02
BO201001 | M6-0547 | BLDG M6-0547 LIGHTNING PROTECTION | Lightning Prot | ELV | PM | FOS | OPERATING | 3 | 2021-03-17
BO302001 | M6-0547 | SAFETY SHOWER / EYEWASH, BRADLEY | Shwr-Eyewash | WWS | PM | FOS | OPERATING | 3 | 2023-07-13
BO501002 | M6-0547 | Roof, Built Up 16,600 SF | Roof-BUR | STR | PM | FOS | OPERATING | 3 | 2023-01-30
BOACWCH001 | M6-0547 | Chiller, Trane, S/N U14E08959000000 | Chiller-Package | HVC | PM | FOS | OPERATING | 4 | 2023-12-03
BOACWPP001 | M6-0547 | Chilled Water Pump-1 , B&G , S/N C181771-02841 | Pump-Pad Mount-(CHW/CW)-GT10HP | HVC | PM | FOS | OPERATING | 4 | 2023-10-23
BOACWPP002 | M6-0547 | Chilled Water Pump-1 , B&G , S/N C181771-01841 | Pump-Pad Mount-(CHW/CW)-GT10HP | HVC | PM | FOS | OPERATING | 4 | 2023-10-23
BOACWPP003 | M6-0547 | Chilled Water Pump-1 , B&G , S/N C181771-03841 | Pump-Pad Mount-(CHW/CW)-GT10HP | HVC | PM | FOS | OPERATING | 4 | 2023-10-23
BOAIAAH001 | M6-0547 | AHU-1, Govenair, S/N G00062-001-00 | AHU-CHW-GT30T | HVC | PM | FOS | OPERATING | 4 | 2024-03-26
BOAIAAH002 | M6-0547 | AHU-2 ,Govenair, S/N G00062-002-00 | AHU-CHW-GT30T | HVC | PM | FOS | OPERATING | 4 | 2024-03-27
BOAIAAH003 | M6-0547 | AHU-3,Govenair, S/N G00062-003-00 | AHU-CHW-GT30T | HVC | PM | FOS | OPERATING | 4 | 2024-02-25
BOAIAAH004 | M6-0547 | AHU-4,Govenair, S/N G00062-004-00 | AHU-CHW-GT30T | HVC | PM | FOS | OPERATING | 4 | 2024-02-25
BOAIAAH005 | M6-0547 | AHU-7A, AAON, S/N 201404-CJD01431 | AHU-CHW-5T_30T | HVC | PM | FOS | OPERATING | 4 | 2024-02-26
BOAIAAH006 | M6-0547 | AHU-7B, AAON, S/N 201404-CJD01434 | AHU-CHW-5T_30T | HVC | PM | FOS | OPERATING | 3 | 2024-02-27
BOAIAAH007 | M6-0547 | AHU-7C, AAON, S/N 201404-CJD01432 | AHU-CHW-5T_30T | HVC | PM | FOS | OPERATING | 3 | 2024-02-27
BOAIAAH008 | M6-0547 | AHU-7D,AAON, S/N 201404-CJD01433 | AHU-CHW-5T_30T | HVC | PM | FOS | OPERATING | 3 | 2024-02-23
BOAIAAH009 | M6-0547 | AHU-8,AAON, S/N 201404-CJE01929 | AHU-CHW-5T_30T | HVC | PM | FOS | OPERATING | 3 | 2024-02-27
BOAIAAH010 | M6-0547 | Fan Coil Unit 1, IEC | AHU-CHW-FCU-Special | HVC | PM | FOS | OPERATING | 3 | 2024-02-27
BOAIAAH011 | M6-0547 | Fan Coil Unit 2, IEC | AHU-CHW-FCU-Special | HVC | PM | FOS | OPERATING | 4 | 2024-03-26
BOAIAAH012 | M6-0547 | Fan Coil Unit 2A , IEC | AHU-CHW-FCU-Special | HVC | PM | FOS | OPERATING | 4 | 2022-07-28
BOAIAAH013 | M6-0547 | Fan Coil Unit 3, IEC | AHU-CHW-FCU-Special | HVC | PM | FOS | OPERATING | 4 | 2024-03-29
BOAIAAH015 | M6-0547 | Make-up Air unit 9, Daikin, S/N FBOU170302147 | AHU-CHW-5T_30T | HVC | PM | FOS | OPERATING | 4 | 2024-03-25
BOAIAHF001 | M6-0547 | Humidifier-1, STUTZ | Humidifier | HVC | PM | FOS | OPERATING | 4 | 2019-11-03
BOAIAHF002 | M6-0547 | Humidifier-2, STUTZ | Humidifier | HVC | PM/TS | NAB | ABANDONED | 4 | 2019-11-03
BOAIAHF003 | M6-0547 | Humidifier-3, STUTZ | Humidifier | HVC | PM/TS | NAB | ABANDONED | 4 | 2019-11-03
BOE01001 | K6-1141A | SS 168 300KVA 13.2KV-480/277V FR3 TYPE PDMT COOPER | Transformers-Oil-MV | EHV | N/A | XSD | DECOMMISSIONED | 4 | 2014-10-22
BOE11001 | M6-0547 | SS 228A 1500KVA 13.2KV-480/277V FR3 TYPE PDMT COOPER | Transformers-Oil-MV | EHV | PM | FOS | OPERATING | 4 | 2022-07-24
BOE11002 | M6-0547 | SS 228A SECONDARY SWITCHGEAR MSG-A1 2000A BUS 480/277 VOLT PZ4 SQ D | Bus-LV | ELV | PM | FOS | OPERATING | 4 | 2020-04-10
BOE11003 | M6-0547 | UPS 138, 9395-825, 550KVA, KDC [FIC1631] | UPS-Self Contained | ELV | PM | FOS | OPERATING | 4 | 2024-04-11
BOE11016 | M6-0547 | BATTERY CHARGER STATION A, 130V, SS-228A | Battery Charger | ELV | PM | FOS | OPERATING | 4 | 2024-01-25
BOE11017 | M6-0547 | BATTERY BANK STATION A, SS-228A | Battery Bank-Lead Acid (VRLA) | ELV | PM | FOS | OPERATING | 4 | 2024-01-25
BOE11018 | M6-0547 | ATS-119 (480V, 600A) | ATS | ELV | PM | FOS | OPERATING | 4 | 2024-03-20
BOE11024 | M6-0547 | UPS-142 INVERTER EMERGENCY LIGHTING (10KW) | UPS-Life Safety | ELV | PM | FOS | OPERATING | 4 | 2024-02-15
BOE11026 | M6-0547 | ATS-134 (480V) (AHU-1) | ATS | ELV | PM | FOS | OPERATING | 4 | 2024-03-19
BOE11027 | M6-0547 | ATS-129 (480V) (AHU-2) | ATS | ELV | PM | FOS | OPERATING | 4 | 2024-03-18
BOE11028 | M6-0547 | ATS-130 (480V) (AHU-3) | ATS | ELV | PM | FOS | OPERATING | 4 | 2024-03-19
BOE11029 | M6-0547 | ATS-131 (480V) (AHU-4) | ATS | ELV | PM | FOS | OPERATING | 4 | 2024-03-20
BOE11030 | M6-0547 | ATS-132 (480V) (CHP-2) | ATS | ELV | PM | FOS | OPERATING | 4 | 2024-03-18
BOE12001 | M6-0547 | SS 228B 1500KVA 13.2KV-480/277V FR3 TYPE PDMT COOPER | Transformers-Oil-MV | EHV | PM | FOS | OPERATING | 4 | 2022-05-04
BOE12002 | M6-0547 | SS 228B SECONDARY SWITCHGEAR MSG-B1 2000A BUS 480/277 VOLT PZ4 SQ D | Bus-LV | ELV | PM | FOS | OPERATING | 5 | 2020-05-22
BOE12003 | M6-0547 | UPS 139, 9395-825, 550KVA, KDC [FIC1633] | UPS-Self Contained | ELV | PM | FOS | OPERATING | 4 | 2024-04-02
BOE12016 | M6-0547 | BATTERY CHARGER STATION B, 130V, SS-228B | Battery Charger | ELV | PM | FOS | OPERATING | 4 | 2024-02-14
BOE12017 | M6-0547 | BATTERY BANK STATION B, SS-228B | Battery Bank-Lead Acid (VRLA) | ELV | PM | FOS | OPERATING | 4 | 2024-02-14
BOE90001 | M6-0547 | BLDG M6-0547 GROUNDING SYSTEM FACILITY | Grounding | ELV | PM | FOS | OPERATING | 4 | 2021-05-11
BOFFAAS001 | M6-0547 | AIR SAMPLING DETECTION #1 - RELEASING PANEL INPUT | ASSD | PSY | PM | FOS | OPERATING | 3 | 2024-03-13
BOFFAAS002 | M6-0547 | AIR SAMPLING DETECTION #2 - RELEASING PANEL INPUT | ASSD | PSY | PM | FOS | OPERATING | 3 | 2024-03-14
BOFFART001 | M6-0547 | CENTRAL RADIO MONITORING SYSTEM (CRMS) TRANSCEIVER | CRMS | PSY | PM | FOS | OPERATING | 3 | 2023-08-09
BOFH1045 | UK-0031 | Hydrant, FIRE, AMERICAN DARLING, 2013 | Hydrant | WWS | N/A | XSD | DECOMMISSIONED | 4 | 2018-02-28
BOFH1045-R1 | UK-0031 | Hydrant, FIRE, AMERICAN DARLING, 2013 | Hydrant | WWS | PM | FOS | OPERATING | 4 | 2023-11-06
BOFH1090 | M6-0547 | HYDRANT, FIRE, DARLING 5-1/4" | Hydrant | WWS | PM | FOS | OPERATING | 3 | 2024-02-29
BOFH1320 | M6-0547 | HYDRANT, FIRE, DARLING 5-1/4" | Hydrant | WWS | PM | FOS | OPERATING | 3 | 2024-02-29
BOFKPCP090 | M6-0547 | INTELLIGENT SYSTEM CONTROLLER #90 | ESS | PSY | PM | FOS | OPERATING | 4 | 2024-02-26
BOFKPDP901 | M6-0547 | DOOR PORTAL | Door Portal | PSY | PM | FOS | OPERATING | 3 | 2024-02-27
BOFKPDP902 | M6-0547 | DOOR PORTAL | Door Portal | PSY | PM/AS | NOS | DECOMMISSIONED | 3 | 2021-03-03
BOFKPDP903 | M6-0547 | DOOR PORTAL | Door Portal | PSY | PM | FOS | OPERATING | 3 | 2024-02-26
BOFKPDP904 | M6-0547 | DOOR PORTAL | Door Portal | PSY | PM | FOS | OPERATING | 3 | 2024-02-26
BOFKPDP905 | M6-0547 | DOOR PORTAL | Door Portal | PSY | PM | FOS | OPERATING | 3 | 2024-02-26
BOFKPDP906 | M6-0547 | DOOR PORTAL | Door Portal | PSY | PM | FOS | OPERATING | 3 | 2024-02-26
BOFKPDP907 | M6-0547 | DOOR PORTAL | Door Portal | PSY | PM | FOS | OPERATING | 3 | 2024-02-26
BOFKPDP908 | M6-0547 | DOOR PORTAL | Door Portal | PSY | PM | FOS | OPERATING | 3 | 2024-02-26
BOFKPDP909 | M6-0547 | DOOR PORTAL | Door Portal | PSY | PM | FOS | OPERATING | 3 | 2024-02-26
BOFKPDP90A | M6-0547 | DOOR PORTAL | Door Portal | PSY | PM | FOS | OPERATING | 3 | 2024-02-26
BOFKPDP90B | M6-0547 | DOOR PORTAL | Door Portal | PSY | PM | FOS | OPERATING | 3 | 2024-02-26
BOFKPDP90C | M6-0547 | DOOR PORTAL | Door Portal | PSY | PM | FOS | OPERATING | 3 | 2024-02-26
BOFSCCA001 | M6-0547 | FM-200 Clean Agent Fire Suppression | Halon | PSY | PMHL | FOS | OPERATING | 2 | 2022-02-01
BOFSCCP001 | M6-0547 | Releasing Control Panel | RCP | PSY | PM | FOS | OPERATING | 4 | 2024-01-31
BOFSYWS001 | M6-0547 | Wet Pipe Fire Sprinkler System | Wet Pipe | PSY | PM | FOS | OPERATING | 3 | 2024-04-24
BOG01001 | M6-0547 | Generator A, Diesel, Tier 2, 1000KW, 480VAC with 500 Gallon Day Tank | Generator-Stationary-Level 2 | ELV | PM/RI | FOS | OPERATING | 4 | 2024-05-13
BOG02001 | M6-0547 | Generator B, Diesel, Tier 4, 1000KW, 480VAC with 500 Gallon Day Tank | Generator-Stationary-Level 2 | ELV | PM/RI | FOS | OPERATING | 4 | 2023-11-24
BOS12001 | M6-0547 | BFP WATTS LF009M2QT 2" S/N 018566 | BFP | WWS | PM | FOS | OPERATING | 3 | 2024-02-26
BOS12002 | M6-0547 | BFP FEBCO LF860 6" S/N N1311130810 | BFP-Fire | WWS | PM | FOS | OPERATING | 3 | 2024-03-12
BOS12003 | M6-0547 | BFP WATTS LF009M2QT 1" S/N 02411 | BFP | WWS | PM | FOS | OPERATING | 3 | 2024-02-26
BOS12004 | M6-0547 | BFP WATTS LF909QT 3/4" S/N 007181 | BFP | WWS | PM | FOS | OPERATING | 4 | 2024-02-26
BOT01000 | M6-0547 | Tank Main, Registered, 8000 Gallon, DF2 | Tanks-Fuel | SPE | PM | FOS | OPERATING | 4 | 2024-04-18
BOT01001 | M6-0547 | Tank, Day, Generator A, Diesel, Tier 2, 1000KW, 400 Gallon Day Tank | Tanks-Fuel | SPE | PM | FOS | OPERATING | 4 | 2024-05-13
BOT01002 | M6-0547 | Tank, Day, Generator B, Diesel, Tier 4, 1000KW, 400 Gallon Day Tank | Tanks-Fuel | SPE | PM | FOS | OPERATING | 4 | 2024-05-13
BP2ELITE | M7-0555 | LIGHTS, EMERGENCY & EXIT, M7-0555 | Emer-Exit Lights Self Testing 2 | ELV | RTF | FOS | OPERATING | 3 | 2013-08-30
BP501002 | M7-0555 | ROOF, CONTRACTOR SUPPORT BLDG NO.2 6423 SF | Roof-Metal | STR | PM | FOS | OPERATING | 2 | 2022-12-02
BPA04001 | M7-0555 | AHU TRANE M/N BH15C | AHU-DX-5T_30T | HVC | PM | FOS | OPERATING | 3 | 2024-04-07
BPA04002 | M7-0555 | CONDENSING UNIT, TRANE S/N 4L06122 | AHU-DX-Condenser | HVC | PM | FOS | OPERATING | 3 | 2022-04-03
BPACA186 | M6-0798 | COMPRESSOR, RECIP AIR, QUINCY S/N 412619 | Compressors-Air-Reciprocating | HVC | N/A | NAB | DECOMMISSIONED | 3 | 2015-04-23
BPE90001 | M7-0555 | GROUNDING SYSTEM FACILITY | Grounding | ELV | PM | FOS | OPERATING | 4 | 2021-09-12
BPF41001 | M7-0555 | SIMPLEX 4002 FACP M7-0555 | FACP | PSY | N/A | XSD | DECOMMISSIONED | 2 | 2020-05-28
BPFFACP001 | M7-0555 | SIMPLEX 4002 FACP M7-0555 | FACP | PSY | PM | FOS | OPERATING | 3 | 2023-09-14
BPFFART001 | M7-0555 | CENTRAL RADIO MONITORING SYSTEM (CRMS) TRANSCEIVER | CRMS | PSY | PM | FOS | OPERATING | 3 | 2023-09-13
BQ2ELITE | M7-0557 | LIGHTS, EMERGENCY & EXIT, M7-0557 | Emer-Exit Lights Self Testing | ELV | PM | FOS | OPERATING | 3 | 2017-12-08
BQ501002 | M7-0557 | ROOF, CRYOGENICS TEST LAB, METAL, 12,720 SF | Roof-Metal | STR | PM | FOS | OPERATING | 3 | 2023-12-06
BQ604001 | M7-0557 | Budgit HOIST, 1 1/2 TON, ELECTRIC, CHAIN | Hoist | MEC | N/A | XSD | DECOMMISSIONED | 4 | 2021-10-07
BQ604002 | M7-0557 | CM Hoist, 1 1/2 Ton, Electric, Chain | Hoist | FMT | PM | FOS | OPERATING | 4 | 2024-04-16
BQACAAD002 | M7-0557 | AIR DRYER, REFRIGERATED | Refrigeration-Air Dryer | HVC | N/A | XSD | DECOMMISSIONED | 4 | 2017-07-11
BQACAAD002-R1 | M7-0557 | Air Dryer, Refrigerated | Refrigeration-Air Dryer | HVC | PM | FOS | OPERATING | 2 | 2023-10-19
BQACAAD003 | M7-0557 | AIR DRYER, REFRIGERATED, S/N SP100A1151012004 | Refrigeration-Air Dryer | HVC | N/A | XSD | DECOMMISSIONED | 3 | 2018-05-25
BQACACP003 | M7-0557 | AIR COMPRESSOR , RECIP, IR S/N 01067012 | Compressors-Air-Reciprocating | HVC | N/A | XSD | DECOMMISSIONED | 1 | 2018-09-04
BQACACP004 | M7-0557 | Air Compressor, Reciprocating | Compressors-Air-Reciprocating | HVC | PM | FOS | OPERATING | 3 | 2024-05-10
BQAIAAX001 | M7-0557 | AIR HANDLER, DX | AHU-DX-5T_30T | HVC | PM | FOS | OPERATING | 2 | 2019-06-20
BQAIACU001 | M7-0557 | CONDENSING UNIT, TRANE S/N Z102565BF | AHU-DX-Condenser | HVC | PM | FOS | OPERATING | 4 | 2023-09-24
BQAIAUA001 | M7-0557 | PACKAGE A/C UNIT, S/N Z33100156D | AHU-DX-Package-5T_30T | HVC | PM | FOS | OPERATING | 2 | 2016-09-19
BQAIAUA002 | M7-0557 | PACKAGE A/C UNIT, S/N Z26100187L | AHU-DX-Package-5T_30T | HVC | N/A | XSD | DECOMMISSIONED | 3 | 2019-01-30
BQAIAUA003 | M7-0557 | PACKAGE A/C UNIT, S/N Z24101317D | AHU-DX-Package-5T_30T | HVC | N/A | XSD | DECOMMISSIONED | 2 | 2014-03-13
BQAIAUA003-R1 | M7-0557 | PACKAGE A/C UNIT, S/N 143612774L | AHU-DX-Package-5T_30T | HVC | PM | FOS | OPERATING | 3 | 2024-02-01
BQAIAUA004 | M7-0557 | PACKAGE A/C UNIT, S/N R08101088D | AHU-DX-Package-5T_30T | HVC | N/A | XSD | DECOMMISSIONED | 2 | 2018-02-19
BQAIAUA004-R1 | M7-0557 | PACKAGE A/C UNIT, S/N 190411567L | AHU-DX-Package-5T_30T | HVC | PM | FOS | OPERATING | 4 | 2024-02-15
BQAIAUA005 | M7-0557 | PACKAGE A/C UNIT, S/N R02102657D | AHU-DX-Package-5T_30T | HVC | N/A | XSD | DECOMMISSIONED | 2 | 2019-05-20
BQAIAUA005-R1 | M7-0557 | PACKAGE A/C UNIT, S/N 190411565L | AHU-DX-Package-5T_30T | HVC | PM | FOS | OPERATING | 4 | 2024-02-18
BQAIAUA006 | M7-0557 | PACKAGE A/C UNIT, S/N R08101097D | AHU-DX-Package-5T_30T | HVC | N/A | XSD | DECOMMISSIONED | 4 | 2017-09-22
BQAIAUA006-R1 | M7-0557 | PACKAGE A/C UNIT | AHU-DX-Package-5T_30T | HVC | PM | FOS | OPERATING | 4 | 2024-02-08
BQAXAHE001 | M7-0557 | HEAT EXCHANGER, VIBRATION TABLES | Heat Exchanger | HVC | PM | FOS | OPERATING | 4 | 2024-03-13
BQFKPCP108 | M7-0557 | INTELLIGENT SYSTEM CONTROLLER #108 | ESS | PSY | PM | FOS | OPERATING | 3 | 2024-01-09
BQFKPDP801 | M7-0557 | DOOR PORTAL | ESS | PSY | PM | FOS | OPERATING | 3 | 2024-01-11
BQFKPDP802 | M7-0557 | DOOR PORTAL | ESS | PSY | PM | FOS | OPERATING | 3 | 2024-01-11
BQFKPDP803 | M7-0557 | DOOR PORTAL | ESS | PSY | PM | FOS | OPERATING | 3 | 2024-01-11
BQFKPDP804 | M7-0557 | DOOR PORTAL | ESS | PSY | PM | FOS | OPERATING | 3 | 2024-01-17
BQFKPDP805 | M7-0557 | DOOR PORTAL | ESS | PSY | PM | FOS | OPERATING | 3 | 2024-01-17
BQFKPDP806 | M7-0557 | DOOR PORTAL | ESS | PSY | PM | FOS | OPERATING | 3 | 2024-01-17
BQFKPDP807 | M7-0557 | DOOR PORTAL | ESS | PSY | PM | FOS | OPERATING | 3 | 2024-01-17
BQFKPDP808 | M7-0557 | DOOR PORTAL | ESS | PSY | PM | FOS | OPERATING | 3 | 2024-01-17
BQFKPDP809 | M7-0557 | DOOR PORTAL | ESS | PSY | PM | FOS | OPERATING | 3 | 2024-01-10
BQFKPDP810 | M7-0557 | DOOR PORTAL | ESS | PSY | PM | FOS | OPERATING | 3 | 2024-01-10
BQFKPDP811 | M7-0557 | DOOR PORTAL | ESS | PSY | PM | FOS | OPERATING | 3 | 2024-01-11
BQFSYWS001 | M7-0557 | WET PIPE FIRE SPRINKLER SYSTEM w/GN2 | Wet Pipe | PSY | PM | FOS | OPERATING | 3 | 2023-12-12
BQS12001 | M7-0557 | BFP AMES 2000 SS 6" S/N 33653 | BFP-Fire | WWS | PM | FOS | OPERATING | 3 | 2024-02-04
BQS12002-R1 | M7-0557 | BFP, 2" WATTS 919QT, S/N 11651 | BFP | WWS | PM/TS | NOS | DECOMMISSIONED | 4 | 2016-04-05
BQS12003 | M7-0557 | BFP, WATTS, 3/4", S/N 0026577 | BFP | WWS | N/A | XSD | DECOMMISSIONED | 3 | 2015-03-20
BR501002 | J8-1567 | ROOF, CABLE TERM BLDG, SINGLEPLY 180 SF | Roof-Single Ply | STR | RTF | FOS | OPERATING | 3 | 2010-11-16
BRE90001 | J8-1567 | GROUNDING SYSTEM FACILITY | Grounding | ELV | PM | FOS | OPERATING | 4 | 2024-01-24
BT303001 | K7-1005 | SHOWER & EYEWASH HAWS MN 8320 | Shwr-Eyewash | WWS | PM | FOS | OPERATING | 3 | 2024-02-01
BTE01001 | K6-1847 | SS 1117 225KVA 13.8KV-480/277V OIL TYPE PDMT COOPER | Transformers-Oil-MV | EHV | PM | FOS | OPERATING | 4 | 2023-03-05
BTE01001-R1 | K7-1005 | SS 824 750KVA 13.8KV-480/277V FR3 TYPE PDMT EATON-COOPER | Transformers-Oil-MV | EHV | PT | FOS | OPERATING | 4 | 2022-12-16
BTFH1040 | K7-1005 | HYDRANT, FIRE, MUELLER 5-1/4" 1965 | Hydrant | WWS | PM | FOS | OPERATING | 4 | 2024-04-12
BTFH1325 | K7-1005 | HYDRANT, FIRE, MUELLER 5-1/4" 1965 | Hydrant | WWS | PM | FOS | OPERATING | 4 | 2024-04-12
BTS12001 | K7-1005 | BFP FEBCO 825Y RPZ 2-1/2" S/N 9508091253 | BFP | WWS | PM | FOS | OPERATING | 4 | 2023-03-06
BV501002 | K6-1298 | ROOF, OPERATION SUPPORT BLDG., METAL, 5500 SF | Roof-Metal | STR | N/A | XSD | DECOMMISSIONED | 4 | 2013-05-30
BV801000 | K6-1298 | Air Compressor, 5 HP, Quincy | Compressors-Air-Reciprocating | HVC | N/A | XSD | DECOMMISSIONED | 4 | 2013-03-15
BVA01005 | K6-1298 | 6-Ton DX Package Unit (K6-1298 208V Service disconnect mounted on wall) | AHU-DX-5T_30T | HVC | N/A | XSD | DECOMMISSIONED | 4 | 2012-09-07
BVA01006 | K6-1298 | 2-Ton DX Package Unit (K6-1298 208V Service disconnect mounted on wall) | AHU-DX-5T_30T | HVC | N/A | XSD | DECOMMISSIONED | 4 | 2013-01-08
BVA01007 | K6-1298 | 10-Ton DX Package Unit (K6-1298 208V Service disconnect mounted on wall) | AHU-DX-5T_30T | HVC | N/A | XSD | DECOMMISSIONED | 4 | 2012-09-07
BVE01001 | K6-1298 | SS 828 225KVA 13.8KV S#850071A1 SQ D | Transformers-Oil-MV | EHV | N/A | XSD | DECOMMISSIONED | 2 | 2016-02-17
BVFS4002 | K6-1298 | SIMPLEX 4002 FACP | FACP | PSY | N/A | XSD | DECOMMISSIONED | 3 | 2013-01-02
BW2ELITE | K6-1346 | LIGHTS, EMERGENCY & EXIT, K6-1346 | Emer-Exit Lights Self Testing | ELV | PM | FOS | OPERATING | 4 | 2017-06-01
BW303001 | K6-1346 | Eyewash, Western | Shwr-Eyewash | WWS | PM | FOS | OPERATING | 4 | 2024-02-12
BW308001 | K6-1346 | FILTER, WATER | Filters-Water | WWS | PM | FOS | OPERATING | 3 | 2023-09-29
BW501002 | K6-1346 | ROOF, PNEUMATICS SHOP 6626 SF | Roof-Metal | STR | PM | FOS | OPERATING | 3 | 2023-07-14
BWA01003 | K6-1346 | A/C Unit, Pneumatics Shop K6-1346 South Side (208 Volt, 3 Phase, Disc. by unit) | AHU-DX-5T_30T | HVC | N/A | XSD | DECOMMISSIONED | 1 | 2019-08-12
BWA01003-R1 | K6-1346 | A/C Unit, Pneumatics Shop K6-1346 South Side (208 Volt, 3 Phase, Disc. by unit) | AHU-DX-5T_30T | HVC | PM | FOS | OPERATING | 2 | 2024-05-07
BWA01004 | K6-1346 | A/C Unit, Carrier, 7 Ton (208 Volt, 3 Phase, Disconnect by unit) | AHU-DX-5T_30T | HVC | N/A | XSD | DECOMMISSIONED | 2 | 2016-03-02
BWAIAAX001 | K6-1346 | A/C Unit, Carrier, 7 Ton (460 Volt, 3 Phase, Disconnect by unit) | AHU-DX-5T_30T | HVC | PM | FOS | OPERATING | 3 | 2024-05-04
BWARWIM001 | K6-1346 | Ice Machine, Cube, Manitowoc, S/N 110662572 | Refrigeration-Ice Machine-Cube | HVC | PM | FOS | OPERATING | 2 | 2024-02-14
BWFFACP001 | K6-1346 | FACP, SIMPLEX, 4100ES | FACP | PSY | PM | FOS | OPERATING | 4 | 2023-07-15
BWFFART001 | K6-1346 | CENTRAL RADIO MONITORING SYSTEM (CRMS) TRANSCEIVER | CRMS | PSY | PM | FOS | OPERATING | 4 | 2023-07-15
BWFH1135 | K6-1346 | HYDRANT, FIRE, MUELLER 5-1/4" 1982 | Hydrant | WWS | PM | FOS | OPERATING | 4 | 2024-04-22
BWFS4002 | K6-1346 | FACP, SIMPLEX 4002 | FACP | PSY | PM/TS | NOS | DECOMMISSIONED | 3 | 2018-06-18
BWS12001 | K6-1346 | BFP FEBCO 825Y 3/4" S/N Q4559 DAY SHIFT | BFP | WWS | PM | FOS | OPERATING | 4 | 2023-08-31
BX201001 | K6-1397G | LIGHTNING PROTECTION | Lightning Prot | ELV | PM | FOS | OPERATING | 4 | 2023-05-01
BX2ELITE | K6-1397 | LIGHTS, EMERGENCY & EXIT, K6-1397 | Emer-Exit Lights Self Testing | ELV | PM | FOS | OPERATING | 3 | 2014-06-05
BX501002 | K6-1397 | ROOF, PAINT SHOP METAL 5124 SF | Roof-Metal | STR | N/A | XSD | DECOMMISSIONED | 3 | 2022-06-27
BX501002-R1 | K6-1397 | ROOF, PAINT SHOP METAL 5124 SF | Roof-Metal | STR | PM | FOS | OPERATING | 3 | 2023-08-02
BXA01003 | K6-1397 | A/C Unit, Bard PACKAGE K6-1397 (208 V service disconnect on wall) | AHU-DX-LT5T | HVC | PM | FOS | OPERATING | 2 | 2024-01-14
BXA01004 | K6-1397 | Pkg. Unit, K6-1397 208 V Service disconnect mounted on wall | AHU-DX-Package-5T_30T | HVC | N/A | XSD | DECOMMISSIONED | 2 | 2018-01-25
BXACAAC001 | K6-1397 | Air Compressor, 25 HP, Quincy | Compressors-Air-Reciprocating | HVC | N/A | XSD | DECOMMISSIONED | 4 | 2021-06-22
BXACAAC001-R1 | K6-1397 | Air Compressor, 7.5 HP, Quincy | Compressors-Air-Reciprocating | HVC | PM | FOS | OPERATING | 3 | 2024-01-27
BXAIAAX001 | K6-1397 | Pkg. Unit, K6-1397 208 V Service disconnect mounted on wall | AHU-DX-Package-5T_30T | HVC | PM | FOS | OPERATING | 3 | 2024-01-31
BXAIAAX002 | K6-1397 | Packaged Unit, Wall-Mount, K6-1397 (208V Service disconnect mounted on wall) | AHU-DX-LT5T | HVC | PM | FOS | OPERATING | 2 | 2024-01-15
BXE01001 | K6-1397 | SS 896 225KVA 13.8KV-480/277V OIL PDMT COOPER | Transformers-Oil-MV | EHV | PM | FOS | OPERATING | 4 | 2024-03-26
BXF20001 | K6-1397 | SPRINKLER SYSTEM ALARM CHECK w/GN2 | Wet Pipe | PSY | PM | FOS | OPERATING | 3 | 2024-05-08
BXFFACP001 | K6-1397 | FACP SIMPLEX 4006 | FACP | PSY | PM | FOS | OPERATING | 3 | 2024-05-12
BXFS4002 | K6-1397 | FACP, SIMPLEX 4002 | FACP | PSY | N/A | XSD | DECOMMISSIONED | 3 | 2016-10-26
BXS12001 | K6-1397 | BFP WATTS 709 6" DC S/N 241092 | BFP-Fire | WWS | PM | FOS | OPERATING | 4 | 2024-03-28
BXS12002 | K6-1397 | BFP FEBCO FL825Y 1-1/2" RP S/N J002067 | BFP | WWS | PM | FOS | OPERATING | 4 | 2023-06-16
BY203001 | K6-1348 | LIGHTNING PROTECTION | Lightning Prot | ELV | PM | FOS | OPERATING | 4 | 2023-05-09
BY2ELITE | K6-1348 | LIGHTS, EMERGENCY & EXIT, K6-1348 | Emer-Exit Lights Self Testing | ELV | PM | FOS | OPERATING | 3 | 2015-05-06
BY2ELITE2 | K6-1350 | LIGHTS, EMERGENCY & EXIT, K6-1350 | Emer-Exit Lights Self Testing | ELV | PM | FOS | OPERATING | 4 | 2017-06-01
BY303001 | K6-1350 | SAFETY SHOWER / EYE WASH, ENCON | Shwr-Eyewash | WWS | PM | FOS | OPERATING | 3 | 2024-04-02
BY501002 | K6-1350 | ROOF, STORAGE BUILDING, BUR, 6500 SF | Roof-BUR | STR | PM | FOS | OPERATING | 3 | 2023-08-29
BY501003 | K6-1348 | ROOF, OPERATIONS SUPPORT BLDG, METAL, 2400 SF | Roof-Metal | STR | PM | FOS | OPERATING | 3 | 2023-09-18
BYFFACP001 | K6-1350 | FACP, SIMPLEX 4005 | FACP | PSY | PM | FOS | OPERATING | 3 | 2024-04-19
BYFFACP002 | K6-1348 | FACP, SIMPLEX 4010 | FACP | PSY | PM | FOS | OPERATING | 2 | 2024-01-07
BYFSYDS001 | K6-1350 | DRY PIPE FIRE SPRINKLER SYSTEM w/GN2 | Dry Pipe | PSY | PM | FOS | OPERATING | 3 | 2023-11-01
BYS12001 | K6-1350 | BFP 6" DC, WILKINS 850, S/N J18678 | BFP-Fire | WWS | PM | FOS | OPERATING | 4 | 2024-03-22
BYS12002 | K6-1350 | BFP 1" RP, WILKINS 975XL, S/N 2158556 | BFP | WWS | PM | FOS | OPERATING | 3 | 2023-10-30
BYS12003 | K6-1348 | BFP WATTS 009, RP, 1", S/N A38027 | BFP | WWS | PM | FOS | OPERATING | 4 | 2023-12-05
BZ2ELITE | M6-0588 | LIGHTS, EMERGENCY & EXIT, M6-0588 | Emer-Exit Lights Self Testing | ELV | PM | FOS | OPERATING | 3 | 2017-06-26
BZ303001 | M6-0588 | SHOWER, SAFETY | Shwr-Eyewash | WWS | PM | FOS | OPERATING | 3 | 2024-02-23
BZ501002 | M6-0588 | ROOF, CUSTODIAL SPPT BLDG METAL TYPE | Roof-Metal | STR | PM | FOS | OPERATING | 2 | 2022-10-28
BZACA023 | M6-0588 | AIR COMPRESSOR, RECIP, SPEEDAIRE | Compressors-Air-Reciprocating | HVC | N/A | XSD | DECOMMISSIONED | 4 | 2019-08-01
BZACA023-R1 | M6-0588 | Quincy Compressor, S/n UTY033410 | Compressors-Air-Portable | HVC | PM | FOS | OPERATING | 4 | 2024-02-05
BZFFACP001 | M6-0588 | FACP, SIMPLEX 4005 | FACP | PSY | PM | FOS | OPERATING | 3 | 2024-02-12
C2-1300ELVLU | C2-1300 | BLDG. C2-1300 ELV LIGHTNING PROTECTION SUBSYSTEMS | System | ELV | HO | FOS | OPERATING | 5 | 2022-02-22
C2-1305ELVVL | C2-1305 | BLDG. C2-1305 ELV ELECTRICAL LOW VOLTAGE SUBSYSTEMS | System | ELV | HO | FOS | OPERATING | 3 | 2014-09-06
C2-1306ELVVL | C2-1306 | BLDG. C2-1306 ELV ELECTRICAL LOW VOLTAGE SUBSYSTEMS | Emer Lights | ELV | PMHL | FOS | OPERATING | 4 | 2017-09-24
C6501002 | M7-0555A | ROOF, EQUIPMENT SHELTER METAL 1442 SF | Roof-Metal | STR | PM | FOS | OPERATING | 2 | 2022-12-02
C7201001 | M7-1362A | LIGHTNING PROTECTION | Lightning Prot | ELV | PM | FOS | OPERATING | 4 | 2021-06-01
C7FRT001 | M7-1362 | Firex Water, M7-1362A, 1 MG Steel Ground Storage Reservoir | Tanks-Fire | WWS | N/A | XSD | DECOMMISSIONED | 4 | 2021-06-04
C7LAD0001 | M7-1362A | LAD Safe Ladder | Ladder | STR | PM | FOS | OPERATING | 3 | 2023-07-04
C7LAD0002 | M7-1362A | LAD Safe Ladder | Ladder | STR | PM | FOS | OPERATING | 3 | 2023-07-04
CB501002 | J8-1659 | ROOF, COMPRESSED AIR BLDG BUILT-UP 594 SF | Roof-BUR | STR | N/A | NIC | NOT_IN_CONTRACT | 1 | 2010-11-17
CB720800 | J8-1659 | Air Dryer, 480V 3 ph disconnect on unit | Refrigeration-Air Dryer | HVC | N/A | NIC | NOT_IN_CONTRACT | 4 | 2012-09-27
CB720801 | J8-1659 | Air Dryer (J8-1659 Compressor Building) (480V 3 ph disconnect on unit) | Refrigeration-Air Dryer | HVC | N/A | NIC | NOT_IN_CONTRACT | 4 | 2012-09-27
CBE01001 | J8-1659A | SS 926A 1000KVA 13.8KV/480V PDMT | Transformers-Oil-MV | EHV | PM | FOS | OPERATING | 4 | 2023-04-04
CBE02001 | J8-1659A | SS 926B 1000KVA 13.8KV/480V PDMT | Transformers-Oil-MV | EHV | PM | FOS | OPERATING | 4 | 2023-04-06
CC501002 | J7-0338 | ROOF, COMP AIR BLDG 600 SF | Roof-BUR | STR | PM | FOS | OPERATING | 2 | 2021-10-01
CC701001 | M7-0301 | HOOD RANGE EXHAUST HQTR | Fan-Exhaust-LT100HP-Kitchen | MEC | PM | FOS | OPERATING | 4 | 2024-05-09
CC701002 | M7-0301 | HOOD RANGE EXHAUST HQTR | Fan-Exhaust-LT100HP-Kitchen | MEC | PM | FOS | OPERATING | 4 | 2024-05-08
CC701003 | M7-0301 | HOOD RANGE EXHAUST HQTR | Fan-Exhaust-LT100HP-Kitchen | MEC | PM | FOS | OPERATING | 5 | 2024-04-19
CCA05001 | J7-0338 | REFRIGERATED AIR DRYER H/S(480v Service disconnect located on equipment) | Refrigeration-Air Dryer | HVC | N/A | XSD | DECOMMISSIONED | 3 | 2013-10-30
CCA05002 | J7-0338 | REFRIGERATED AIR DRYER H/S(480v Service disconnect located on equipment) | Refrigeration-Air Dryer | HVC | N/A | XSD | DECOMMISSIONED | 3 | 2013-10-30
CCACAAD001 | J7-0338 | Air Dryer AD-1, Compressed | Refrigeration-Air Dryer | HVC | PM | FOS | OPERATING | 1 | 2024-02-27
CCACAAD002 | J7-0338 | Air Dryer AD-2, Compressed | Refrigeration-Air Dryer | HVC | PM | FOS | OPERATING | 1 | 2024-02-28
CCACACP101 | J7-0338 | AC-1, AIR COMPRESSOR, SCREW, QUINCY (Local Service Disconnect) | Compressors-Air-Screw | HVC | PM | FOS | OPERATING | 3 | 2024-03-14
CCACACP102 | J7-0338 | AC-2, AIR COMPRESSOR, SCREW, QUINCY (Local Service Disconnect) | Compressors-Air-Screw | HVC | PM | FOS | OPERATING | 3 | 2024-03-14
CCACACP103 | J7-0338 | AC-3, AIR COMPRESSOR, SCREW, QUINCY (Local Service Disconnect) | Compressors-Air-Screw | HVC | PM | FOS | OPERATING | 3 | 2024-02-13
CCACATS003 | J7-0231 | Compressed Air Receiver LOX | Air Receiver-Remote | HVC | PM | FOS | OPERATING | 3 | 2024-01-17
CCACATS004 | J7-0192 | Compressed Air Receiver LH2 | Air Receiver-Remote | HVC | PM | FOS | OPERATING | 3 | 2024-01-17
CCACATS005 | J7-0139 | Compressed Air Receiver LH2 | Air Receiver-Remote | HVC | PM | FOS | OPERATING | 3 | 2023-06-15
CCE01001 | J7-0338A | SS 1032A 1000KVA 13.8KV-480/277V PDMT | Transformers-Oil-MV | EHV | PM/PT | FOS | OPERATING | 4 | 2024-01-24
CCE02001 | J7-0338A | SS 1032B 1000KVA 13.8KV-480/277V PDMT | Transformers-Oil-MV | EHV | PM/PT | FOS | OPERATING | 4 | 2023-05-17
CD201001 | J7-2162 | LIGHTNING PROTECTION | Lightning Prot | ELV | PM | FOS | OPERATING | 3 | 2019-10-29
CDFFADT001 | M6-0138 | CENTRAL RADIO MONITORING SYSTEM (CRMS) DATATAP | CRMS | PSY | PMHL | FOS | OPERATING | 3 | 2021-04-28
CE202006 | K6-1547F | LIGHTNING PROTECTION | Lightning Prot | ELV | PMHL | FOS | OPERATING | 3 | 2011-04-10
CE2ELITE | M6-0336 | LIGHTS, EMERGENCY & EXIT, M6-0336 | Emer-Exit Lights Self Testing 2 | ELV | RTF | FOS | OPERATING | 4 | 2017-05-19
CE302001 | M6-0336 | PUMP, SUMP, SUBMERSIBLE. | Pump-Sump | MEC | RTF | FOS | OPERATING | 4 | 2012-03-01
CE303001 | M6-0336 | SAFETY SHOWER / EYE WASH | Shwr-Eyewash | WWS | N/A | XSD | DECOMMISSIONED | 4 | 2018-11-15
CE501002 | M6-0336 | ROOF, ELECTROMAG LAB 10100 SF | Roof-BUR | STR | PM | FOS | OPERATING | 2 | 2022-12-15
CEA03001 | M6-0336 | AIR HANDLING UNIT, DX | AHU-DX-5T_30T | HVC | PM | FOS | OPERATING | 2 | 2024-01-16
CEA03002 | M6-0336 | CONDENSING UNIT | AHU-DX-Condenser | HVC | PM | FOS | OPERATING | 2 | 2024-01-16
CEA06004-R1 | M6-0336 | A/C PACKAGE UNIT, S/N113212698L | AHU-DX-5T_30T | HVC | PM | FOS | OPERATING | 4 | 2024-02-15
CEA07006 | M6-0336 | AHU | AHU-DX-5T_30T | HVC | N/A | XSD | DECOMMISSIONED | 2 | 2019-07-18
CEA07006-R1 | M6-0336 | AHU | AHU-DX-5T_30T | HVC | PM | FOS | OPERATING | 4 | 2024-04-07
CEA07007 | M6-0336 | CONDENSING UNIT #1 | Condensing Unit | HVC | N/A | XSD | DECOMMISSIONED | 2 | 2019-12-19
CEA07007-R1 | M6-0336 | CONDENSING UNIT #1 | Condensing Unit | HVC | PM | FOS | OPERATING | 4 | 2024-04-16
CEA07008 | M6-0336 | CONDENSING UNIT #2 | Condensing Unit | HVC | N/A | XSD | DECOMMISSIONED | 4 | 2022-02-03
CEA07008-R1 | M6-0336 | CONDENSING UNIT #2 | Condensing Unit | HVC | PM | FOS | OPERATING | 4 | 2024-04-16
CEE01001 | M6-0336 | SS 147 150KVA 13.2KV/208V PDMT | Transformers-Oil-MV | EHV | PT | FOS | OPERATING | 2 | 2020-08-10
CEE01037 | M6-0336 | ATS, Automatic Transfer Switch | ATS | ELV | PM | FOS | OPERATING | 5 | 2020-08-14
CEE90001 | M6-0336 | GROUNDING SYSTEM FACILITY | Grounding | ELV | PM | FOS | OPERATING | 4 | 2021-08-05
CEF11001 | M6-0336 | FA FCI FC-72 | FACP | PSY | PM | FOS | OPERATING | 3 | 2023-08-04
CEFH1140 | M6-0336 | HYDRANT, FIRE | Hydrant | WWS | PM | FOS | OPERATING | 3 | 2024-02-06
CEFH1215 | M6-0336 | HYDRANT, FIRE | Hydrant | WWS | N/A | XSD | DECOMMISSIONED | 4 | 2018-02-07
CEFH1215-R1 | M6-0336 | Hydrant, FIRE, AMERICAN DARLING, 2013 | Hydrant | WWS | PM | FOS | OPERATING | 3 | 2024-02-05
CEFKPCP111 | M6-0336 | INTELLIGENT SYSTEM CONTROLLER #111 | ESS | PSY | PM | FOS | OPERATING | 3 | 2023-12-15
CEFKPDP111 | M6-0336 | DOOR PORTAL | Door Portal | PSY | PM | FOS | OPERATING | 3 | 2023-12-18
CEFKPDP112 | M6-0336 | DOOR PORTAL | Door Portal | PSY | PM | FOS | OPERATING | 4 | 2023-12-24
CEFKPDP113 | M6-0336 | DOOR PORTAL | Door Portal | PSY | PM | FOS | OPERATING | 4 | 2023-12-23
CEFKPDP114 | M6-0336 | DOOR PORTAL | Door Portal | PSY | PM | FOS | OPERATING | 4 | 2023-07-03
CEFKPDP115 | M6-0336 | DOOR PORTAL | Door Portal | PSY | PM | FOS | OPERATING | 4 | 2023-07-03
CEFKPDP116 | M6-0336 | DOOR PORTAL | Door Portal | PSY | PM | FOS | OPERATING | 3 | 2023-12-18
CEFKPDP117 | M6-0336 | DOOR PORTAL | Door Portal | PSY | PM | FOS | OPERATING | 4 | 2023-12-23
CELAD2231 | M6-0338 | LAD Safe Ladder | Ladder | STR | PM | FOS | OPERATING | 1 | 2023-07-24
CES12001 | M6-0336 | BFP WATTS 909 3" RP, S/N 183888 | BFP | WWS | PM | FOS | OPERATING | 3 | 2024-02-04
CEU01001 | M6-0336 | UPS-115, STATIC, 18 KVA | UPS-Self Contained | ELV | N/A | XSD | DECOMMISSIONED | 1 | 2018-06-27
CEU01001-R1 | M6-0336 | UPS-115, 20KVA, 18KW, 208 3-PHASE IN/OUT [FIC1837] | UPS-Self Contained | ELV | PM | FOS | OPERATING | 4 | 2024-04-30
CF203001 | K6-1896A | LIGHTNING PROTECTION | Lightning Prot | ELV | PM | FOS | OPERATING | 4 | 2022-02-02
CF2ELITE | K6-1896 | LIGHTS, EMERGENCY & EXIT, K6-1896 | Emer-Exit Lights Self Testing 2 | ELV | RTF | FOS | OPERATING | 4 | 2017-12-05
CF303001 | K6-1896 | EYEWASH, SAFETY (7-6253) POL STO, M/N 7760B | Shwr-Eyewash | WWS | PM | FOS | OPERATING | 4 | 2023-06-29
CF303002 | K6-1896 | SAFETY SHOWER / EYEWASH, HAWS | Shwr-Eyewash | WWS | N/A | XSD | DECOMMISSIONED | 3 | 2022-11-01
CF308001 | K6-1896 | FILTER, WATER, CUNO ON ICE MACHINE | Filters-Water | WWS | N/A | XSD | DECOMMISSIONED | 4 | 2014-11-06
CF308002 | K6-1896 | FILTER, WATER, AQUA-PURE ON ICE MACHINE | Filters-Water | WWS | PMHL | FOS | OPERATING | 4 | 2014-11-06
CF501002 | K6-1896 | ROOF, CONT SUP BLDG #8 8700 SF MTL. | Roof-Metal | STR | PM | FOS | OPERATING | 4 | 2024-03-07
CF501002A | K6-1896A | ROOF, COVERED WORK AREA, METAL, 2000 SF | Roof-Metal | STR | PM | FOS | OPERATING | 2 | 2023-11-06
CFAIAUA002-R1 | K6-1896 | A/C Unit, Package, A/C-1 (208/230 VAC, Local Service Disconnect) | AHU-DX-Package-LT5T | HVC | PM | FOS | OPERATING | 4 | 2024-02-22
CFARWIM001 | K6-1896 | Ice Machine, Manitowoc S/N 110615520 | Refrigeration-Ice Machine-Cube | HVC | N/A | XSD | DECOMMISSIONED | 1 | 2019-06-19
CFARWIM001-R1 | K6-1896 | Ice Machine, Manitowoc | Refrigeration-Ice Machine-Cube | HVC | PM | FOS | OPERATING | 3 | 2024-03-20
CFARWIM002 | K6-1896 | ICE MACHINE, MANTIWOC, S/N 00056263 | Refrigeration-Ice Machine-Cube | HVC | N/A | XSD | DECOMMISSIONED | 2 | 2016-06-20
CFARWIM003 | K6-1896 | ICE MACHINE, MANTIWOC, S/N 1120205052 | Refrigeration-Ice Machine-Cube | HVC | PM | FOS | OPERATING | 3 | 2024-03-24
CFE90001 | K6-1847 | GROUNDING SYSTEM FACILITY | Grounding | ELV | PM | FOS | OPERATING | 4 | 2021-09-12
CFFFACP001 | K6-1896 | FACP, SIMPLEX 4002 | FACP | PSY | N/A | XSD | DECOMMISSIONED | 3 | 2022-04-18
CFFFACP002 | K6-1896 | FACP, SIMPLEX 4007 | FACP | PSY | PM | FOS | OPERATING | 3 | 2024-01-28
CFFFART001 | K6-1896 | CENTRAL RADIO MONITORING SYSTEM (CRMS) TRANSCEIVER | CRMS | PSY | PM | FOS | OPERATING | 4 | 2024-01-27
CFFH1280 | K6-1896 | HYDRANT, FIRE, MUELLER 5-1/4" 1993 | Hydrant | WWS | PM | FOS | OPERATING | 4 | 2024-03-29
CFFH1360 | K6-1896 | HYDRANT, FIRE, MUELLER 4-1/2" 1972 | Hydrant | WWS | PM | FOS | OPERATING | 4 | 2024-03-29
CG201001 | M5-0792 | Lightning Protection | Lightning Prot | ELV | PM | FOS | OPERATING | 4 | 2022-12-19
CGE01000 | M5-0792 | Solar PV System, ELV, 300W, 120VAC | Solar PV System LT 5KW | ELV | PM | FOS | OPERATING | 4 | 2023-12-26
CHA01004 | CT-1 | AC-1 Crawler CT-1 Control Rm (480V Serv disc at A/C unit) | AHU-DX-Package-LT5T | HVC | PM | FOS | OPERATING | 2 | 2021-08-03
CHA01005 | CT-1 | AC-2 Crawler CT-1 Control Rm (480V Serv disc at A/C unit) | AHU-DX-Package-LT5T | HVC | PM | FOS | OPERATING | 2 | 2021-08-03
CHFFART001 | CT-1 | CENTRAL RADIO MONITORING SYSTEM (CRMS) TRANSCEIVER | CRMS | PSY | PM | FOS | OPERATING | 3 | 2023-06-26
CI101002 | M6-0493 | EXHAUST FAN, CARNES S/N 10647 | Fan-Exhaust-LT100HP | HVC | RTF | FOS | OPERATING | 4 | 2011-04-11
CI101014 | M6-0493 | EXHAUST FAN #14, CARNES S/N 96429 | Fan-Exhaust-LT100HP | HVC | RTF | FOS | OPERATING | 4 | 2011-04-11
CI104001 | M6-0493 | HOOD RANGE | Kitchen-Hood | MEC | PM | FOS | OPERATING | 5 | 2024-04-19
CI2ELITE | M6-0490 | LIGHTS, EMERGENCY & EXIT, M6-0490 | Emer-Exit Lights Self Testing 2 | ELV | RTF | FOS | OPERATING | 4 | 2017-12-07
CI2ELITE2 | M6-0493 | LIGHTS, EMERGENCY & EXIT, M6-0493 | Emer-Exit Lights | ELV | PM | FOS | OPERATING | 4 | 2024-04-28
CI2ELITE3 | M6-0486 | LIGHTS, EMERGENCY & EXIT, M6-0486 | Emer-Exit Lights | ELV | PM | FOS | OPERATING | 4 | 2024-04-19
CI301001 | M6-0493 | GREASE TRAP FOOD SERVICE | Grease Trap | WWS | PM | FOS | OPERATING | 3 | 2024-04-20
CI303003 | M6-0490 | SHOWER & EYEWASH BRADLEY, M/N S19-310FW | Shwr-Eyewash | WWS | PM | FOS | OPERATING | 3 | 2022-10-19
CI303004 | M6-0490 | SHOWER & EYEWASH BRADLEY, M/N S19-310FW | Shwr-Eyewash | WWS | PM | FOS | OPERATING | 3 | 2023-10-24
CI303005 | M6-0490 | SHOWER & EYEWASH BRADLEY, M/N S19-310FW | Shwr-Eyewash | WWS | PM | FOS | OPERATING | 3 | 2023-10-24
CI501002 | M6-0493 | ROOF, MAIN CAFE, BUR, 16190 SF | Roof-BUR | STR | PM | FOS | OPERATING | 3 | 2024-01-26
CI501003 | M6-0490 | ROOF, BUR, 22,120 SF | Roof-BUR | STR | PM | FOS | OPERATING | 4 | 2024-03-28
CI909002 | M7-0355 | ICE MACHINE, CUBE, MANITOWOC S/N 020865229 | Refrigeration-Ice Machine-Cube | HVC | N/A | NIC | NOT_IN_CONTRACT | 3 | 2012-08-05
CIA02001-R1 | M6-0493 | CONDENSING UNIT, Weather King S/N 930801201001 | AHU-DX-Condenser | HVC | PM | FOS | OPERATING | 2 | 2021-09-10
CIA02002-R2 | M6-0493 | AIR HANDLING UNIT, DX, Addison S/N 03090201001 | AHU-DX-5T_30T | HVC | PM | FOS | OPERATING | 2 | 2024-03-28
CIACA102 | M6-0896 | AIR COMPRESSOR, RECIP, DEVILBISS S/N 387294 (SPARE) | Compressors-Air-Reciprocating | HVC | N/A | XSD | DECOMMISSIONED | 4 | 2011-04-01
CIACWCH001 | M6-0493 | CHILLER, AIR COOLED | Chiller-Package | HVC | PM | FOS | OPERATING | 5 | 2024-04-07
CIACWCH005 | M6-0490 | PACKAGED UNIT CH-1 | Chiller-Package | HVC | N/A | XSD | DECOMMISSIONED | 3 | 2015-04-08
CIACWCH005-R1 | M6-0490 | PACKAGED UNIT CH-1 | Chiller-Package | HVC | PM | FOS | OPERATING | 2 | 2024-03-15
CIACWPP001 | M6-0490 | PUMP, CW, CHWP-1 | Pump-Pad Mount-(CHW/CW)-GT10HP | HVC | PM | FOS | OPERATING | 3 | 2024-04-18
CIACWPP002 | M6-0490 | PUMP, CW, CHWP-2 | Pump-Pad Mount-(CHW/CW)-GT10HP | HVC | PM | FOS | OPERATING | 3 | 2024-04-18
CIACWPP003 | M6-0493 | CHW PUMP 1 | Pump-Pad Mount-(CHW/CW)-GT10HP | HVC | PM | FOS | OPERATING | 5 | 2024-03-15
CIACWPP004 | M6-0493 | CHW PUMP 2 | Pump-Pad Mount-(CHW/CW)-GT10HP | HVC | PM | FOS | OPERATING | 4 | 2024-03-22
CIAHWBH005 | M6-0490 | BOILER UNIT, B-1 | Boilers-HW | HVC | PM | FOS | OPERATING | 4 | 2024-04-23
CIAHWBH006 | M6-0490 | BOILER UNIT, B-2 | Boilers-HW | HVC | PM | FOS | OPERATING | 4 | 2024-04-23
CIAHWPP001 | M6-0490 | PUMP, HW, HWP-1 | Pump-Pad Mount-(CHW/CW)-GT10HP | HVC | PM | FOS | OPERATING | 4 | 2024-04-29
CIAHWPP002 | M6-0490 | PUMP, HW, HWP-2 | Pump-Pad Mount-(CHW/CW)-GT10HP | HVC | PM | FOS | OPERATING | 4 | 2024-04-30
CIAHWPP003 | M6-0490 | PUMP, HW, BOILER PUMP 1 | Pump-Pad Mount-(CHW/CW)-GT10HP | HVC | PM | FOS | OPERATING | 4 | 2024-04-25
CIAHWPP004 | M6-0490 | PUMP, HW, BOILER PUMP 2 | Pump-Pad Mount-(CHW/CW)-GT10HP | HVC | PM | FOS | OPERATING | 4 | 2024-04-25
CIAHWTN001 | M6-0490 | EXPANSION TANK | Tanks-Expansion-HW | HVC | PM | FOS | OPERATING | 4 | 2024-04-23
CIAIAAH001 | M6-0490 | AIR HANDLING UNIT #1, CHW S/N U103158-001-00 | AHU-CHW-5T_30T | HVC | PM | FOS | OPERATING | 3 | 2024-04-19
CIAIAAH002 | M6-0490 | AIR HANDLING UNIT #2, CHW S/N U103158-002-00 | AHU-CHW-5T_30T | HVC | PM | FOS | OPERATING | 3 | 2024-04-20
CIAIAAH003 | M6-0490 | AIR HANDLING UNIT #3, CHW S/N U103158-003-01 | AHU-CHW-5T_30T | HVC | PM | FOS | OPERATING | 3 | 2024-04-20
CIAIAAH004 | M6-0490 | PACKAGED UNIT AHU-4 (SCAPE SUIT DRYER) | AHU-DX-Package-5T_30T | HVC | PM | FOS | OPERATING | 3 | 2024-01-25
CIAIAAH006 | M6-0493 | AHU-1 | AHU-CHW-5T_30T | HVC | PM | FOS | OPERATING | 3 | 2023-12-28
CIAIAAH007 | M6-0493 | AHU-2 | AHU-CHW-5T_30T | HVC | PM | FOS | OPERATING | 3 | 2023-12-27
CIAIACH001 | M6-0493 | CHILLER, AIR COOLED | Chiller-Package | HVC | N/A | XSD | DECOMMISSIONED | 2 | 2021-09-10
CIAIAUA001 | M6-0493 | PACKAGE UNIT/ OUTSIDE AIR | AHU-DX-Package-5T_30T | HVC | PM/AS | NAB | ABANDONED | 4 | 2022-02-20
CIARWIM001 | M6-0493 | ICE MACHINE, FLAKE | Refrigeration-Ice Machine-Flake | HVC | N/A | NIC | NOT_IN_CONTRACT | 3 | 2012-09-27
CIARWIM002-R1 | M6-0490 | ICE MACHINE, MANITOWOC, S/N 1101277667 | Refrigeration-Ice Machine-Cube | HVC | PM | FOS | OPERATING | 5 | 2024-02-07
CIARWRF001 | M6-0493 | COOLER REFRIGERATION UNIT | Refrigeration-Refrigerator | HVC | N/A | NIC | NOT_IN_CONTRACT | 4 | 2012-03-27
CIARWRF002 | M6-0493 | COOLER REFRIGERATION UNIT | Refrigeration-Refrigerator | HVC | N/A | NIC | NOT_IN_CONTRACT | 4 | 2012-03-27
CIARWRF003 | M6-0493 | FREEZER REFRIGERATION UNIT | Refrigeration-Refrigerator | HVC | N/A | NIC | NOT_IN_CONTRACT | 4 | 2012-03-28
CIE01001 | M6-0493 | SS 157 750KVA 13.2KV/208V PDMT | Transformers-Oil-MV | EHV | PT | FOS | OPERATING | 4 | 2022-10-10
CIE01036 | M6-0493 | ATS-156 225A 240V 3PH ONAN | ATS | ELV | PM | FOS | OPERATING | 4 | 2022-10-28
CIE03001 | M6-0490 | SS 164 500KVA 13.2KV-480/277V 3PH OIL PDMT COOPER | Transformers-Oil-MV | EHV | PT | FOS | OPERATING | 3 | 2023-03-27
CIE90001 | M6-0493 | GROUNDING SYSTEM FACILITY | Grounding | ELV | PM | FOS | OPERATING | 3 | 2021-07-27
CIFFACP001 | M6-0490 | FA PANEL, SIEMENS MXLV | FACP | PSY | PM | FOS | OPERATING | 3 | 2023-06-06
CIFFACP011 | M6-0493 | FACP, SIEMENS MXLV | FACP | PSY | PM | FOS | OPERATING | 2 | 2023-06-26
CIFFART001 | M6-0490 | CENTRAL RADIO MONITORING SYSTEM (CRMS) TRANSCEIVER | CRMS | PSY | PM | FOS | OPERATING | 3 | 2022-07-04
CIFH1030 | M6-0493 | HYDRANT, FIRE | Hydrant | WWS | N/A | XSD | DECOMMISSIONED | 4 | 2018-02-08
CIFH1030-R1 | M6-0493 | Hydrant, FIRE, AMERICAN DARLING, 2013 | Hydrant | WWS | PM | FOS | OPERATING | 4 | 2024-02-19
CIFH1290 | M6-0493 | HYDRANT, FIRE | Hydrant | WWS | N/A | XSD | DECOMMISSIONED | 4 | 2018-02-06
CIFH1290-R1 | M6-0493 | Hydrant, FIRE, AMERICAN DARLING, 2013 | Hydrant | WWS | PM | FOS | OPERATING | 4 | 2024-02-15
CIFSCWC002 | M6-0493 | WET CHEMICAL FIRE SUPPRESSION, GAS VALVE | Wet Chem | PSY | PM | FOS | OPERATING | 3 | 2024-04-25
CIFSYWS001 | M6-0490 | WET PIPE SPRINKLER SYSTEM | Wet Pipe | PSY | PM | FOS | OPERATING | 3 | 2024-05-14
CIFSYWS002 | M6-0493 | WET PIPE SPRINKLER SYSTEM | Wet Pipe | PSY | PM | FOS | OPERATING | 3 | 2024-04-09
CIFUCNG001 | M6-0490 | Facility Natural Gas Piping | Gas Piping | MEC | PM | FOS | OPERATING | 3 | 2023-08-11
CIFUCNG002 | M6-0493 | Facility Natural Gas Piping | Gas Piping | MEC | PM | FOS | OPERATING | 3 | 2023-08-09
CIG01001 | M6-0493C | GENERATOR 60KW DIESEL 208V, with 100 Gallon Tank | Generator-Stationary-Level 2 | ELV | PM/RI | FOS | OPERATING | 3 | 2024-04-17
CIS12001 | M6-0493 | BFP, BAVCO, 4â€ MDL 950 DC, S/N 709170744 | BFP-Fire | WWS | PM | FOS | OPERATING | 4 | 2024-04-09
CIS12002 | M6-0493 | BFP, WATTS, 1â€ MDL 909 QT RP S/N 617311 | BFP | WWS | PM | FOS | OPERATING | 4 | 2023-10-31
CIS12007 | M6-0493 | BFP FEBCO 765 3/4" S/N 57052 | BFP | WWS | PM | FOS | OPERATING | 4 | 2024-04-09
CIS12008 | M6-0490 | BFP WILKINS 6" DC S/N U06709 | BFP-Fire | WWS | PM | FOS | OPERATING | 4 | 2024-02-29
CIS12009 | M6-0490 | BFP WILKINS 3" RP S/N L34786 | BFP | WWS | N/A | XSD | DECOMMISSIONED | 3 | 2023-09-13
CIS12010 | M6-0490 | BFP WILKINS-ZURN 1" RP M/N 975XL | BFP | WWS | PM | FOS | OPERATING | 4 | 2023-09-27
CIS12011 | M6-0490 | BFP WILKINS-ZURN 1" RP M/N 975XL | BFP | WWS | PM | FOS | OPERATING | 4 | 2023-09-27
CJF20001 | M6-0556 | SPRINKLER SYSTEM 4" VIKING HEADS | Wet Pipe | PSY | PM | FOS | OPERATING | 3 | 2024-04-10
CJFFACPN75 | M6-0554 | FACP, SIMPLEX 4007ES | FACP | PSY | PM | FOS | OPERATING | 4 | 2023-08-26
CJFFART001 | M6-0554 | CENTRAL RADIO MONITORING SYSTEM (CRMS) TRANSCEIVER | CRMS | PSY | PM | FOS | OPERATING | 4 | 2023-08-19
CJFSYWS001 | M6-0554 | Wet Pipe Fire Sprinkler System | Wet Pipe | PSY | PM | FOS | OPERATING | 3 | 2024-04-10
CJS12001 | M6-0556 | BFP FEBCO 4" 805YD S/N B15003 | BFP-Fire | WWS | N/A | XSD | DECOMMISSIONED | 3 | 2018-01-29
CJS12001-R1 | M6-0556 | BFP FEBCO 4" 850 S/N N1604150816 | BFP-Fire | WWS | PM | FOS | OPERATING | 4 | 2024-02-14
CJS12002 | M6-0556 | BFP, AMES, 1 Â¼" RP, MODEL 4000B, S/N 01967 | BFP | WWS | N/A | XSD | DECOMMISSIONED | 3 | 2015-07-10
CJS12003 | M6-0556 | BFP, Zurn-Wilkins, 3" DC 350 S/N J19507 | BFP-Fire | WWS | PM | FOS | OPERATING | 4 | 2024-02-14
CJS12004 | M6-0554 | BFP WATTS 6" 757 S/N RH-0379 | BFP-Fire | WWS | PM | FOS | OPERATING | 4 | 2024-03-14
CK202001 | K6-1547 | LIGHTNING PROTECTION | Lightning Prot | ELV | PM | FOS | OPERATING | 4 | 2022-12-12
CK202002 | K6-1547A | LIGHTNING PROTECTION | Lightning Prot | ELV | PM | FOS | OPERATING | 4 | 2022-04-21
CK202003 | K6-1547A | LIGHTNING PROTECTION | Lightning Prot | ELV | N/A | XSD | DECOMMISSIONED | 4 | 2011-04-10
CK202004 | K6-1547A | LIGHTNING PROTECTION | Lightning Prot | ELV | PMHL | FOS | OPERATING | 3 | 2011-04-10
CK202007 | K6-1547F | LIGHTNING PROTECTION | Lightning Prot | ELV | PM | FOS | OPERATING | 3 | 2022-11-01
CK202008 | K6-1547F | LIGHTNING PROTECTION | Lightning Prot | ELV | PMHL | FOS | OPERATING | 4 | 2011-04-11
CK2ELITE | K6-1547 | LIGHTS, EMERGENCY & EXIT, K6-1547 | Emer-Exit Lights Self Testing | ELV | PM | FOS | OPERATING | 3 | 2017-08-07
CK303001 | K6-1547 | SHOWER & EYEWASH SAFETY SPEAKMAN | Shwr-Eyewash | WWS | PM | FOS | OPERATING | 4 | 2023-11-03
CK303002 | K6-1547 | SHOWER & EYEWASH SAFETY SPEAKMAN | Shwr-Eyewash | WWS | PM | FOS | OPERATING | 3 | 2023-11-08
CK303003 | K6-1547 | SHOWER & EYEWASH SAFETY SPEAKMAN | Shwr-Eyewash | WWS | PM | FOS | OPERATING | 3 | 2023-11-08
CK303004 | K6-1547F | SHOWER & EYEWASH SAFETY SPEAKMAN | Shwr-Eyewash | WWS | PM | FOS | OPERATING | 3 | 2023-11-07
CK303005 | K6-1547B | SHOWER & EYEWASH SAFETY SPEAKMAN | Shwr-Eyewash | WWS | PM | FOS | OPERATING | 3 | 2023-11-03
CK303006 | K6-1547G | SHOWER & EYEWASH SPEAKMAN | Shwr-Eyewash | WWS | PM | FOS | OPERATING | 3 | 2023-11-07
CK303007 | K6-1547A | SHOWER & EYEWASH SAFETY SPEAKMAN | Shwr-Eyewash | WWS | PM | FOS | OPERATING | 3 | 2023-11-07
CK303008 | K6-1547 | SHOWER & EYEWASH SAFETY ACCESS 7-5343 | Shwr-Eyewash | WWS | PM | FOS | OPERATING | 3 | 2023-11-08
CK303009 | K6-1547 | SHOWER & EYEWASH SAFETY HAWS | Shwr-Eyewash | WWS | PM | FOS | OPERATING | 3 | 2023-11-07
CK308003 | K6-1547 | FILTER AMTEK (CUNO TYPE) |  | WWS | N/A | NIC | NOT_IN_CONTRACT | 4 | 2011-01-10
CK308005 | K6-1547 | FILTER, WATER CUNO FOR ICE MACHINE | Filters-Water | WWS | PMHL | FOS | OPERATING | 4 | 2014-12-22
CK308006 | K6-1547 | FILTER, WATER ON FOUNTAIN, CUNO | Filters-Water | WWS | PM | FOS | OPERATING | 3 | 2024-02-15
CK308007 | K6-1547F | FILTER, WATER, ON FOUNTAIN | Filters-Water | WWS | PM | FOS | OPERATING | 4 | 2023-09-20
CK310001 | K6-1547 | WATER SOFTENER |  | WWS | N/A | NIC | NOT_IN_CONTRACT | 3 | 2011-02-04
CK501002 | K6-1547 | ROOF, LOGISTICS FAC BUILT-UP TYPE | Roof-BUR | STR | PM | FOS | OPERATING | 2 | 2022-12-02
CK501002A | K6-1547A | ROOF, POL BLDG BUILT-UP TYPE 10,000 SF | Roof-BUR | STR | PM | FOS | OPERATING | 1 | 2022-08-11
CK501002B | K6-1547B | ROOF, BARRELL SHED METAL TYPE SF 8000 | Roof-Metal | STR | PM | FOS | OPERATING | 1 | 2023-01-30
CK501002C | K6-1547C | ROOF, SUPPORT BLDG SINGLE PLY SF 1860 | Roof-Single Ply | STR | PM | FOS | OPERATING | 3 | 2022-07-05
CK501002D | K6-1547D | ROOF, CABLE REEL SHED, METAL TYPE 196 SF | Roof-Metal | STR | N/A | XSD | DECOMMISSIONED | 3 | 2018-07-02
CK501002E | K6-1547E | ROOF, STAGING SHED, METAL TYPE 576 SF | Roof-Metal | STR | PM | FOS | OPERATING | 3 | 2022-07-19
CK501002F | K6-1547F | ROOF, LOADING DOCK, METAL TYPE 2944 SF | Roof-Metal | STR | PM | FOS | OPERATING | 3 | 2023-12-21
CK501002G | K6-1547G | ROOF, STORAGE SHED, METAL TYPE 3200 SF | Roof-Metal | STR | PM | FOS | OPERATING | 1 | 2022-08-11
CK501004 | K6-1547 | CANOPY AND MAIN ENTRANCE WEST SIDE, K6-1547 | Structure | STR | PM | FOS | OPERATING | 5 | 2023-12-26
CK601001 | K6-1547 | Elevator, Hydraulic, Logistic Building, with 143 Gallon Tank | Elevator, Hydraulic | MEC | PM | FOS | OPERATING | 4 | 2024-04-19
CK602001 | K6-1547 | West Material Lift | Elevator, Conveyor | MEC | PM | FOS | OPERATING | 4 | 2024-02-07
CK602002 | K6-1547 | East Material Lift | Elevator, Conveyor | MEC | PM | FOS | OPERATING | 4 | 2024-02-14
CK602003 | K6-1547 | North Material Lift | Elevator, Conveyor | MEC | PM | FOS | OPERATING | 4 | 2024-02-06
CK801003 | K6-1547 | Air Compressor, 5 HP, Quincy | Compressors-Air-Reciprocating | HVC | PM | FOS | OPERATING | 3 | 2024-03-25
CK901001-D | K6-1547 | Cool Room Walk In A/C Evap Warehouse (480 VAC, Local Service Disconnect) | Refrigeration-Freezer | HVC | PM | FOS | OPERATING | 3 | 2024-01-11
CK901002-D | K6-1547 | Cool Room Walk In A/C Evap Warehouse (480 VAC, Local Service Disconnect) | Refrigeration-Freezer | HVC | PM | FOS | OPERATING | 3 | 2024-02-09
CK901004-D | K6-1547C | Cool Room Walk In A/C Evap POL North (480 VAC, Local Service Disconnect) | Refrigeration-Freezer | HVC | N/A | XSD | DECOMMISSIONED | 2 | 2021-03-05
CK901006-D | K6-1547C | Cool Room Walk In A/C Evap POL South (480 VAC, Local Service Disconnect) | Refrigeration-Freezer | HVC | N/A | XSD | DECOMMISSIONED | 2 | 2021-03-05
CK901008-D | K6-1547 | Evaporator, Freezer, -10 Degree | Refrigeration-Freezer | HVC | N/A | XSD | DECOMMISSIONED | 4 | 2016-07-11
CK902001 | K6-1547 | Walk In Freezer Evap, F-1 (South) VPSA (208/230 VAC, Local Service Disonnect) | Refrigeration-Freezer | HVC | N/A | XSD | DECOMMISSIONED | 4 | 2012-10-18
CK902002 | K6-1547 | Walk In Freezer Cond, F-1(South) VPSA (208/230 VAC, Local Service Disconnect) | Refrigeration-Freezer | HVC | N/A | XSD | DECOMMISSIONED | 4 | 2012-10-18
CK903001 | K6-1547 | Walk In Freezer Evap, F-2 (North) VPSA (208/230 VAC, Local Service Disconnect) | Refrigeration-Freezer | HVC | N/A | XSD | DECOMMISSIONED | 4 | 2017-03-13
CK903002 | K6-1547 | Walk In Freezer Cond, F-2 (North) VPSA (208/230 VAC, Local Service Disconnect) | Refrigeration-Freezer | HVC | N/A | XSD | DECOMMISSIONED | 4 | 2017-03-13
CK904001 | K6-1547 | REFRIG/FREEZER 3DR TRAULSEN M/N RDT332NUT |  | HVC | N/A | NIC | NOT_IN_CONTRACT | 4 | 2010-08-13
CK905001 | K6-1547 | REFRIG/FREEZER, HOBART, M/N Q1 AND QF1 |  | HVC | N/A | NIC | NOT_IN_CONTRACT | 4 | 2010-08-13
CK906001 | K6-1547 | REFRIGERATOR 2DR TRAULSEN M/N RHT2232NUT |  | HVC | N/A | NIC | NOT_IN_CONTRACT | 4 | 2010-08-13
CKA02002 | K6-1547 | Computer Room Unit, CRU-2 Evap (EGS-B, Rm 2001 CKT# 24) | AHU-DX-Computer-5T_30T | HVC | PM | FOS | OPERATING | 1 | 2020-12-29
CKA02004 | K6-1547 | Condensing Unit, ACC-2, Air Cooled (480 VAC, Local Service Disconnect) | AHU-DX-Condenser | HVC | PM | FOS | OPERATING | 2 | 2023-05-07
CKA08001 | K6-1547 | Tertiary CHW Pump, CHWP-1 (480 VAC, Local Service Disconnect on VSD) | Pump-Pad Mount-(CHW/CW)-GT10HP | HVC | PM | FOS | OPERATING | 3 | 2024-03-15
CKA08002 | K6-1547 | Tertiary CHW Pump, CHWP-2 (480 VAC, Local Service Disconnect on VSD) | Pump-Pad Mount-(CHW/CW)-GT10HP | HVC | PM | FOS | OPERATING | 1 | 2024-03-19
CKA09003 | K6-1547 | Freezer No. 4, Shipping Area (120 VAC, Panel FRZ, Ckt 7) | Refrigeration-Refrigerator | HVC | N/A | XSD | DECOMMISSIONED | 3 | 2015-04-07
CKA09005 | K6-1547 | Ice Machine, Flake, Manitowoc S/N 040263073 | Refrigeration-Ice Machine-Flake | HVC | N/A | XSD | DECOMMISSIONED | 4 | 2020-11-24
CKA12001 | K6-1547 | Air Handling Unit, AHU-1 (480 VAC, Local Service Disconnect) | AHU-CHW-5T_30T | HVC | PM | FOS | OPERATING | 1 | 2024-04-08
CKA12002 | K6-1547 | Air Handling Unit, AHU-2 (480 VAC, Local Service Disconnect) | AHU-CHW-5T_30T | HVC | PM | FOS | OPERATING | 2 | 2021-06-21
CKA12003 | K6-1547 | Air Handling Unit, AHU-3 (480 VAC, Local Service Disconnect) | AHU-CHW-5T_30T | HVC | PM | FOS | OPERATING | 2 | 2021-06-21
CKA12004 | K6-1547 | Air Handling Unit, AHU-4 (480 VAC, Local Service Disconnect) | AHU-CHW-5T_30T | HVC | PM | FOS | OPERATING | 1 | 2024-04-28
CKA12005 | K6-1547 | Air Handling Unit, AHU-5 (480 VAC, Local Service Disconnect) | AHU-CHW-5T_30T | HVC | PM | FOS | OPERATING | 1 | 2024-04-17
CKA12006 | K6-1547 | Air Handling Unit, AHU-6 (480 VAC, Local Service Disconnect) | AHU-CHW-5T_30T | HVC | PM | FOS | OPERATING | 2 | 2021-06-21
CKA12007 | K6-1547 | Air Handling Unit, AHU-7 (480 VAC, Local Service Disconnect) | AHU-CHW-5T_30T | HVC | PM | FOS | OPERATING | 2 | 2021-06-21
CKA12008 | K6-1547 | Air Handling Unit, AHU-8 (480 VAC, Local Service Disconnect) | AHU-CHW-5T_30T | HVC | PM | FOS | OPERATING | 1 | 2020-12-29
CKA12009 | K6-1547 | Air Handling Unit, AHU-9 (480 VAC, Local Service Disconnect) | AHU-CHW-5T_30T | HVC | PM | FOS | OPERATING | 2 | 2021-06-21
CKA12010 | K6-1547 | Air Handling Unit, AHU-10 (480 VAC, Local Service Disconnect) | AHU-CHW-5T_30T | HVC | PM | FOS | OPERATING | 1 | 2024-04-18
CKA12011 | K6-1547 | Air Handling Unit, AHU-11 (480 VAC, Local Service Disconnect) | AHU-CHW-5T_30T | HVC | PM | FOS | OPERATING | 1 | 2024-04-16
CKA12012 | K6-1547 | Air Handling Unit, AHU-12 (480 VAC, Local Service Disconnect) | AHU-CHW-5T_30T | HVC | PM | FOS | OPERATING | 1 | 2024-04-12
CKARWCUVPSA1 | K6-1547 | Walk In Freezer Cond, F-1(South) VPSA (208/230 VAC, Local Service Disconnect) | Refrigeration-Freezer | HVC | PM | FOS | OPERATING | 3 | 2024-04-05
CKARWCUVPSA2 | K6-1547 | Walk In Freezer Cond, F-2(North) VPSA (208/230 VAC, Local Service Disconnect) | Refrigeration-Freezer | HVC | PM | FOS | OPERATING | 3 | 2024-04-10
CKARWIM001 | K6-1547 | Ice Machine, Flake, Manitowoc S/N 1120595736 | Refrigeration-Ice Machine-Flake | HVC | PM | FOS | OPERATING | 4 | 2023-12-04
CKARWRF003 | K6-1547C | Cool Room Walk In A/C Evap POL North (480 VAC, Local Service Disconnect) | Refrigeration-Freezer | HVC | PM | FOS | OPERATING | 3 | 2024-04-12
CKARWRF004 | K6-1547C | Cool Room Walk In A/C Evap POL South (480 VAC, Local Service Disconnect) | Refrigeration-Freezer | HVC | PM | FOS | OPERATING | 3 | 2024-04-12
CKARWRF005 | K6-1547 | REFRIGERATOR, ARCTIC AIR |  | HVC | N/A | NIC | NOT_IN_CONTRACT | 4 | 2010-09-28
CKARWRF006 | K6-1547 | REFRIGERATOR, ARCTIC AIR |  | HVC | N/A | NIC | NOT_IN_CONTRACT | 4 | 2010-09-28
CKARWRF007 | K6-1547 | REFRIGERATOR, ARCTIC AIR |  | HVC | N/A | NIC | NOT_IN_CONTRACT | 4 | 2010-09-28
CKARWRF008 | K6-1547 | REFRIGERATOR, ARCTIC AIR |  | HVC | N/A | NIC | NOT_IN_CONTRACT | 4 | 2010-09-28
CKARWRFVPSA1 | K6-1547 | Walk In Freezer Evap, F-1 (South) VPSA (208/230 VAC, Local Service Disonnect) | Refrigeration-Freezer | HVC | PM | FOS | OPERATING | 3 | 2024-04-05
CKARWRFVPSA2 | K6-1547 | Walk In Freezer Evap, F-2 (North) VPSA (208/230 VAC, Local Service Disonnect) | Refrigeration-Freezer | HVC | PM | FOS | OPERATING | 3 | 2024-04-10
CKE02000-R1 | K6-1547 | SS-1100, Substation Secondary, Logistics | Substation-LV-Hybrid | ELV | PM | FOS | OPERATING | 4 | 2021-11-15
CKE02010 | K6-1547 | Motor Control Center MCC-1, Siemens Allis | MCC | ELV | PM | FOS | OPERATING | 3 | 2023-10-19
CKE90001 | K6-1547 | GROUNDING SYSTEM FACILITY | Grounding | ELV | PM | FOS | OPERATING | 4 | 2021-12-01
CKF20011 | K6-1547 | VPSA OVERHEAD SPRINKLER SYSTEM w/GN2 | Wet Pipe | PSY | PM | FOS | OPERATING | 3 | 2024-03-27
CKF20012 | K6-1547 | CENTRAL MINILOAD OVERHEAD SPRINKLER SYSTEM w/GN2 | Wet Pipe | PSY | PM | FOS | OPERATING | 3 | 2024-03-18
CKF20013 | K6-1547 | WET PIPE FIRE SPRINKLER SYSTEM w/GN2 | Wet Pipe | PSY | PM | FOS | OPERATING | 4 | 2024-02-19
CKF20021 | K6-1547 | WET PIPE FIRE SPRINKLER SYSTEM w/GN2 | Wet Pipe | PSY | PM | FOS | OPERATING | 3 | 2024-03-12
CKF20031 | K6-1547 | CANTILEVER STORAGE OVERHEAD w/GN2 | Wet Pipe | PSY | PM | FOS | OPERATING | 3 | 2024-05-03
CKF20032 | K6-1547 | CANTILEVER STORAGE RACK w/GN2 | Wet Pipe | PSY | PM | FOS | OPERATING | 3 | 2024-05-03
CKF20041 | K6-1547 | WET PIPE FIRE SPRINKLER SYSTEM w/GN2 | Wet Pipe | PSY | PM | FOS | OPERATING | 3 | 2024-04-23
CKF20051 | K6-1547 | WET PIPE FIRE SPRINKLER SYSTEM w/GN2 | Wet Pipe | PSY | PM | FOS | OPERATING | 3 | 2024-05-03
CKF20061 | K6-1547 | PALLET STORAGE OVERHEAD SPRINKLER w/GN2 | Wet Pipe | PSY | PM | FOS | OPERATING | 3 | 2024-05-07
CKF20062 | K6-1547 | WET PIPE FIRE SPRINKLER SYSTEM w/GN2 | Wet Pipe | PSY | PM | FOS | OPERATING | 3 | 2024-05-07
CKF20071 | K6-1547B | SPRINKLER SYSTEM, K6-1547B w/GN2 | Wet Pipe | PSY | PM/AS | NOS | OPERATING | 2 | 2020-05-28
CKF20073 | K6-1547A | SPRINKLER SYSTEM, K6-1547A w/GN2 | Wet Pipe | PSY | PM | FOS | OPERATING | 3 | 2024-04-29
CKF20F01 | K6-1547 | VALVE, FIREX WATER, POST INDICATOR | Valves-PIV | WWS | PM | FOS | OPERATING | 4 | 2024-04-30
CKF20F02 | K6-1547 | VALVE, FIREX WATER, POST INDICATOR | Valves-PIV | WWS | PM | FOS | OPERATING | 4 | 2024-05-01
CKF20F03 | K6-1547 | VALVE, FIREX WATER, POST INDICATOR | Valves-PIV | WWS | PM | FOS | OPERATING | 4 | 2024-04-30
CKF20F04 | K6-1547 | VALVE, FIREX WATER, POST INDICATOR | Valves-PIV | WWS | PM | FOS | OPERATING | 4 | 2024-04-30
CKF20F05 | K6-1547 | VALVE, FIREX WATER, POST INDICATOR | Valves-PIV | WWS | PM | FOS | OPERATING | 4 | 2024-05-01
CKF20V01 | K6-1547 | VALVE, FIRE WATER | Valves-Fire | WWS | PM | FOS | OPERATING | 3 | 2023-06-02
CKF20V02 | K6-1547 | VALVE, FIRE WATER | Valves-Fire | WWS | PM | FOS | OPERATING | 3 | 2023-06-02
CKF20V03 | K6-1547 | VALVE, FIRE WATER | Valves-Fire | WWS | PM | FOS | OPERATING | 3 | 2023-06-02
CKF20V04 | K6-1547 | VALVE, FIRE WATER | Valves-Fire | WWS | PM | FOS | OPERATING | 3 | 2023-06-02
CKF20V05 | K6-1547 | VALVE, FIRE WATER | Valves-Fire | WWS | PM | FOS | OPERATING | 3 | 2023-05-26
CKF20V06 | K6-1547 | VALVE, FIRE WATER | Valves-Fire | WWS | PM | FOS | OPERATING | 3 | 2023-06-01
CKF20V07 | K6-1547 | VALVE, FIRE WATER | Valves-Fire | WWS | PM | FOS | OPERATING | 3 | 2023-06-01
CKF20V08 | K6-1547 | VALVE, FIRE WATER | Valves-Fire | WWS | PM | FOS | OPERATING | 4 | 2023-06-01
CKF20V09 | K6-1547 | VALVE, FIRE WATER | Valves-Fire | WWS | PM | FOS | OPERATING | 4 | 2023-06-01
CKF20V10 | K6-1547 | VALVE, FIRE WATER | Valves-Fire | WWS | PM | FOS | OPERATING | 4 | 2023-06-01
CKF20V11 | K6-1547 | VALVE, FIRE WATER | Valves-Fire | WWS | PM | FOS | OPERATING | 4 | 2023-06-01
CKF20V12 | K6-1547 | VALVE, FIRE WATER | Valves-Fire | WWS | PM | FOS | OPERATING | 4 | 2023-06-01
CKF20V13 | K6-1547 | VALVE, FIRE WATER | Valves-Fire | WWS | PM | FOS | OPERATING | 4 | 2023-06-05
CKF20V14 | K6-1547 | VALVE, FIRE WATER | Valves-Fire | WWS | PM | FOS | OPERATING | 4 | 2023-06-09
CKF20V15 | K6-1547 | VALVE, FIRE WATER | Valves-Fire | WWS | PM | FOS | OPERATING | 3 | 2023-06-01
CKF20V16 | K6-1547 | VALVE, FIRE WATER | Valves-Fire | WWS | PM | FOS | OPERATING | 3 | 2023-06-01
CKF20V17 | K6-1547 | VALVE, FIRE WATER | Valves-Fire | WWS | PM | FOS | OPERATING | 3 | 2023-06-01
CKF20V18 | K6-1547 | VALVE, FIRE WATER | Valves-Fire | WWS | PM | FOS | OPERATING | 3 | 2023-06-01
CKF20V19 | K6-1547 | VALVE, FIRE WATER | Valves-Fire | WWS | PM | FOS | OPERATING | 4 | 2023-06-05
CKF20V20 | K6-1547 | VALVE, FIRE WATER | Valves-Fire | WWS | PM | FOS | OPERATING | 4 | 2023-06-05
CKF23001 | K6-1547 | VPSA & MINILOAD STORAGE | Standpipe | PSY | PM | FOS | OPERATING | 3 | 2023-06-23
CKF23002 | K6-1547 | CANTILEVER STORAGE STANDPIPE SYSTEM | Standpipe | PSY | PM | FOS | OPERATING | 3 | 2023-06-29
CKF23003 | K6-1547 | BULK STORAGE STANDPIPE SYSTEM | Standpipe | PSY | PM | FOS | OPERATING | 3 | 2023-07-05
CKF23004 | K6-1547 | RECEIVING & MEZZANINE STANDPIPE SYSTEM | Valves-Fire Hose | PSY | PM | FOS | OPERATING | 3 | 2023-06-29
CKF23005 | K6-1547 | PALLET STORAGE STANDPIPE SYSTEM w/GN2 | Standpipe | PSY | PM | FOS | OPERATING | 3 | 2023-07-19
CKFFAAS001 | K6-1547 | K6-1547, VESDA #1 AIR SAMPLING DETECTION SYSTEM RM 1004 | ASSD | PSY | PM | FOS | OPERATING | 4 | 2023-12-21
CKFFAAS002 | K6-1547 | K6-1547, VESDA #2 AIR SAMPLING DETECTION SYSTEM RM 2001 | ASSD | PSY | PM | FOS | OPERATING | 4 | 2024-01-09
CKFFAAS003 | K6-1547 | K6-1547, VESDA #3 AIR SAMPLING DETECTION SYSTEM RM 2724 | ASSD | PSY | PM | FOS | OPERATING | 1 | 2023-12-21
CKFFAAS005 | K6-1547 | K6-1547, XAD 8.1, SD-AHU 8, RM 1402 SUP M1-046 | ASSD | PSY | PM | FOS | OPERATING | 3 | 2024-01-16
CKFFAAS006 | K6-1547 | K6-1547, XAD 8.2, SD-AHU 8, RM 1402 RTN M1-047 | ASSD | PSY | PM | FOS | OPERATING | 3 | 2024-01-16
CKFFAAS007 | K6-1547 | K6-1547, XAD 9.1, SD-AHU 9, RM 1402 SUP M1-048 | ASSD | PSY | PM | FOS | OPERATING | 3 | 2024-01-16
CKFFAAS008 | K6-1547 | K6-1547, XAD 9.2, SD-AHU 9, RM 1402 RTN M1-049 | ASSD | PSY | PM | FOS | OPERATING | 3 | 2024-01-22
CKFFAAS009 | K6-1547 | K6-1547, XAD 10.1, SD-AHU 10, RM 1110A SUP M1-050 | ASSD | PSY | PM | FOS | OPERATING | 3 | 2024-01-15
CKFFAAS010 | K6-1547 | K6-1547, XAD 10.2, SD-AHU 10, RM 1110A RTN M1-051 | ASSD | PSY | PM | FOS | OPERATING | 3 | 2024-01-15
CKFFAAS011 | K6-1547 | K6-1547, XAD 11.1, SD-AHU 11, RM 1100 SUP M1-052 | ASSD | PSY | PM | FOS | OPERATING | 3 | 2024-01-15
CKFFAAS012 | K6-1547 | K6-1547, XAD 11.2, SD-AHU 11, RM 1100 RTN M1-053 | ASSD | PSY | PM | FOS | OPERATING | 3 | 2024-01-15
CKFFAAS013 | K6-1547 | K6-1547, XAD 12.1, SD-AHU 12, RM 2030 SUP M1-059 | ASSD | PSY | PM | FOS | OPERATING | 3 | 2024-01-16
CKFFAAS014 | K6-1547 | K6-1547, XAD 12.2, SD-AHU 12, RM 2030 RTN M1-060 | ASSD | PSY | PM | FOS | OPERATING | 3 | 2024-01-16
CKFFACPN33 | K6-1547 | K6-1547, FACP, SIMPLEX 4100ES | FACP | PSY | PM | FOS | OPERATING | 3 | 2024-02-01
CKFFACPN34 | K6-1547F | FACP, SIMPLEX 4100ES | FACP | PSY | PM | FOS | OPERATING | 3 | 2024-02-22
CKFFART001 | K6-1547 | CENTRAL RADIO MONITORING SYSTEM (CRMS) TRANSCEIVER | CRMS | PSY | PM | FOS | OPERATING | 3 | 2023-08-02
CKFFART002 | K6-1547 | CENTRAL RADIO MONITORING SYSTEM (CRMS) TRANSCEIVER | CRMS | PSY | PM | FOS | OPERATING | 3 | 2023-08-02
CKFFART003 | K6-1547F | CENTRAL RADIO MONITORING SYSTEM (CRMS) TRANSCEIVER | CRMS | PSY | PM | FOS | OPERATING | 4 | 2024-01-26
CKFH1025 | K6-1547 | HYDRANT, FIRE, MUELLER 4-1/2" 1984 HIGH PRESSURE | Hydrant | WWS | PM | FOS | OPERATING | 3 | 2024-03-10
CKFH1080 | K6-1547 | HYDRANT, FIRE, MUELLER 4-1/2" 1984 HIGH PRESSURE | Hydrant | WWS | PM | FOS | OPERATING | 4 | 2024-03-22
CKFH1145 | K6-1547 | HYDRANT, FIRE, MUELLER 401/4" 1984 HIGH PRESSURE | Hydrant | WWS | PM | FOS | OPERATING | 4 | 2024-03-22
CKFH1210 | K6-1547 | HYDRANT, FIRE, MUELLER 4-1/2" 1984 HIGH PRESSURE | Hydrant | WWS | PM | FOS | OPERATING | 3 | 2024-03-10
CKFH1260 | K6-1547 | HYDRANT, FIRE, MUELLER 4-1/2" 1984 HIGH PRESSURE | Hydrant | WWS | PM | FOS | OPERATING | 4 | 2024-02-23
CKFH1315 | K6-1547 | HYDRANT, FIRE, MUELLER 4-1/2" 1984 HIGH PRESSURE | Hydrant | WWS | PM | FOS | OPERATING | 4 | 2024-02-22
CKFH1330 | K6-1547 | HYDRANT, FIRE, MUELLER 4-1/2" 1984 HIGH PRESSURE | Hydrant | WWS | PM | FOS | OPERATING | 4 | 2024-02-23
CKFH1360 | K6-1547 | HYDRANT, FIRE, MUELLER 4-1/2" 1984 HIGH PRESSURE | Hydrant | WWS | PM | FOS | OPERATING | 4 | 2023-03-07
CKFS4100 | K6-1547 | FACP, SIMPLEX 4100+ | FACP | PSY | N/A | XSD | DECOMMISSIONED | 3 | 2021-07-27
CKFSYDS001 | K6-1547 | DRY PIPE FIRE SPRINKLER SYSTEM w/GN2 | Dry Pipe | PSY | PM | FOS | OPERATING | 3 | 2024-01-15
CKFSYWS001 | K6-1547 | WET PIPE FIRE SPRINKLER SYSTEM w/GN2 | Wet Pipe | PSY | PM | FOS | OPERATING | 3 | 2024-01-25
CKFSYWS002 | K6-1547 | WET PIPE FIRE SPRINKLER SYSTEM w/GN2 | Wet Pipe | PSY | PM | FOS | OPERATING | 3 | 2024-04-03
CKFSYWS003 | K6-1547F | WET PIPE FIRE SPRINKLER SYSTEM w/GN2 | Wet Pipe | PSY | PM | FOS | OPERATING | 3 | 2024-01-29
CKS01002 | K6-1547 | PUMP FIRE MAIN BOOSTER SN 85-67778, TYPE 481-SF | Pump-Fire | WWS | PM | FOS | OPERATING | 4 | 2024-05-03
CKS12001 | K6-1547 | BFP FEBCO 825 6" S/N C2670 | BFP-Fire | WWS | PM | FOS | OPERATING | 4 | 2024-05-02
CKS12002 | K6-1547 | BFP FEBCO 825 6" S/N C2671 | BFP-Fire | WWS | N/A | XSD | DECOMMISSIONED | 4 | 2016-01-20
CKS12002-R1 | K6-1547 | BFP FEBCO 825 6" S/N N1503030852 | BFP-Fire | WWS | PM | FOS | OPERATING | 4 | 2024-05-02
CKS12004 | K6-1547 | BFP WATTS 3" RPZ S/N 168578 | BFP | WWS | PM | FOS | OPERATING | 4 | 2024-04-26
CKS12005 | K6-1547 | BFP, WATTS 3" RPZ, S/N 168584 | BFP | WWS | PM | FOS | OPERATING | 4 | 2024-04-26
CL101004 | M7-1354 | VENTILATOR UNIT TAG VU-6 (AIRLOCK) (P) | AHU-DX-5T_30T | HVC | N/A | XSD | DECOMMISSIONED | 5 | 2019-10-17
CL101005 | M7-1354 | VENTILATOR UNIT TAG VU-5 | AHU-DX-5T_30T | HVC | N/A | XSD | DECOMMISSIONED | 2 | 2019-05-20
CL101006 | M7-1354 | VENTILATOR UNIT TAG VU-1 (P) | AHU-DX-5T_30T | HVC | N/A | XSD | DECOMMISSIONED | 2 | 2018-11-19
CL101011 | M7-1354 | VENTILATOR UNIT TAG VU-2 (P) | AHU-DX-5T_30T | HVC | N/A | XSD | DECOMMISSIONED | 2 | 2019-03-26
CL101012 | M7-1354 | AC-2 | AHU-CHW-GT30T | HVC | PM | FOS | OPERATING | 3 | 2024-01-18
CL101013 | M7-1354 | HUMIDIFIER #1 (ATTACHED TO AHU #1) | Humidifier | HVC | N/A | XSD | DECOMMISSIONED | 3 | 2020-12-01
CL101014 | M7-1354 | HUMIDIFIER #2 (ATTACHED TO AHU #2) | Humidifier | HVC | N/A | XSD | DECOMMISSIONED | 3 | 2020-11-23
CL101015 | M7-1354 | HUMIDIFIER #3 (ATTACHED TO AHU #3) | Humidifier | HVC | N/A | XSD | DECOMMISSIONED | 3 | 2020-11-23
CL101016 | M7-1354 | HUMIDIFIER #5 (ATTACHED TO AHU #5) | Humidifier | HVC | N/A | XSD | DECOMMISSIONED | 3 | 2020-12-01
CL101017 | M7-1354 | HUMIDIFIER #6 (ATTACHED TO AHU #6) | Humidifier | HVC | N/A | XSD | DECOMMISSIONED | 3 | 2020-12-01
CL101018 | M7-1354 | AHU #7 | AHU-CHW-FCU-Special | HVC | PM | FOS | OPERATING | 3 | 2024-02-16
CL103003 | M7-1354 | CHILLER, 300 TON AIR COOLED WATER (NORTH) | Chiller-Package | HVC | N/A | XSD | DECOMMISSIONED | 2 | 2016-09-19
CL103004 | M7-1354 | CHILLER, 300 TON AIR COOLED WATER (SOUTH) | Chiller-Package | HVC | N/A | XSD | DECOMMISSIONED | 2 | 2016-09-19
CL106002 | M7-1354 | CONDENSING UNIT CU-2 | AHU-DX-Condenser | HVC | PM | FOS | OPERATING | 2 | 2018-07-16
CL107001 | M7-1354 | PUMP CHILLED WATER (NORTH) | Pump-Pad Mount-(CHW/CW)-GT10HP | HVC | PM | FOS | OPERATING | 4 | 2024-01-31
CL107002 | M7-1354 | PUMP CHILLED WATER (SOUTH) | Pump-Pad Mount-(CHW/CW)-GT10HP | HVC | PM | FOS | OPERATING | 4 | 2024-02-02
CL107003 | M7-1354 | PUMP CHILLED WATER (CENTER) | Pump-Pad Mount-(CHW/CW)-GT10HP | HVC | PM | FOS | OPERATING | 5 | 2024-01-14
CL107004 | M7-1354 | PUMP CHILLED WATER (SOUTH) SECONDARY | Pump-Pad Mount-(CHW/CW)-GT10HP | HVC | PM | FOS | OPERATING | 4 | 2024-04-28
CL107005 | M7-1354 | PUMP CHILLED WATER (NORTH) SECONDARY | Pump-Pad Mount-(CHW/CW)-GT10HP | HVC | PM | FOS | OPERATING | 4 | 2024-04-30
CL107006 | M7-1354 | PUMP CHILLED WATER #2 | Pump-Pad Mount-(CHW/CW)-GT10HP | HVC | PM | FOS | OPERATING | 4 | 2024-04-30
CL201001 | M7-1354 | LIGHTNING PROTECTION | Lightning Prot-ORD | ELV | PM | FOS | OPERATING | 4 | 2024-03-14
CL2ELITE | M7-1354 | LIGHTS, EMERGENCY & EXIT, M7-1354 | Emer-Exit Lights Self Testing | ELV | PM | FOS | OPERATING | 3 | 2017-02-24
CL301001 | M7-1354 | SHOWER & EYEWASH SAFETY HAWS MN 8346 | Shwr-Eyewash | WWS | PM | FOS | OPERATING | 3 | 2024-05-07
CL301002 | M7-1354 | SHOWER & EYEWASH SAFETY HAWS MN 8346 | Shwr-Eyewash | WWS | PM | FOS | OPERATING | 3 | 2024-05-02
CL301003 | M7-1354 | SHOWER & EYEWASH, HAWS, M/N 8346 | Shwr-Eyewash | WWS | PM | FOS | OPERATING | 3 | 2024-05-03
CL301004 | M7-1354 | SHOWER & EYEWASH, HAWS, M/N 8346 | Shwr-Eyewash | WWS | PM | FOS | OPERATING | 3 | 2024-05-03
CL301005 | M7-1354 | SHOWER & EYEWASH, HAWS, M/N 8346 | Shwr-Eyewash | WWS | PM | FOS | OPERATING | 3 | 2024-05-03
CL301006 | M7-1354 | SHOWER & EYEWASH, HAWS, M/N 8346 | Shwr-Eyewash | WWS | PM | FOS | OPERATING | 3 | 2024-05-03
CL301007 | M7-1354 | SHOWER & EYEWASH, HAWS, M/N 8346 | Shwr-Eyewash | WWS | PM | FOS | OPERATING | 3 | 2024-05-13
CL301008 | M7-1354 | SHOWER & EYEWASH, HAWS, M/N 8346 | Shwr-Eyewash | WWS | PM | FOS | OPERATING | 3 | 2024-05-07
CL301009 | M7-1354 | SHOWER & EYEWASH, HAWS, M/N 8346 | Shwr-Eyewash | WWS | PM | FOS | OPERATING | 3 | 2023-04-13
CL301010 | M7-1354 | SHOWER & EYEWASH, HAWS, M/N 8346 | Shwr-Eyewash | WWS | PM | FOS | OPERATING | 3 | 2024-05-13
CL301011 | M7-1354 | SHOWER & EYEWASH, HAWS, M/N 8346 | Shwr-Eyewash | WWS | PM | FOS | OPERATING | 3 | 2023-04-10
CL501002-R1 | M7-1354 | ROOF, PAYLOAD HAZ SVC BLDG, BUR, 18900 SF | Roof-BUR | STR | PM | FOS | OPERATING | 3 | 2023-10-13
CL600400 | M7-1354 | SUBSTATION HOIST | Hoist | MEC | N/A | XSD | DECOMMISSIONED | 4 | 2017-01-05
CL801007 | M7-1354 | AIR COMPRESSOR, ROTARY SCREW, SULLAIR | Compressors-Air-Screw | HVC | PM | FOS | OPERATING | 3 | 2024-05-06
CL801010 | M7-1354 | AIR COMPRESSOR, ROTARY SCREW, KAESER | Compressors-Air-Screw | HVC | PM | FOS | OPERATING | 4 | 2024-05-03
CL802002 | M7-1354 | VACUUM PRODUCER | Vacuum Producer | HVC | N/A | XSD | DECOMMISSIONED | 2 | 2019-02-14
CL802002-R1 | M7-1354 | VACUUM PRODUCER | Vacuum Producer | HVC | PM | FOS | OPERATING | 4 | 2024-04-03
CL802003 | M7-1354 | MAT FLOOR MECHANICAL | Vacuum Producer | HVC | PM | FOS | OPERATING | 4 | 2024-02-29
CL803003 | M7-1354 | DRYER AIR | Refrigeration-Air Dryer | HVC | N/A | XSD | DECOMMISSIONED | 4 | 2018-04-18
CLA01003 | M7-1354 | PUMP CHILLED WATER #1 | Pump-Pad Mount-(CHW/CW)-GT10HP | HVC | PM | FOS | OPERATING | 4 | 2024-04-30
CLACAAD001 | M7-1354 | DRYER, AIR | Refrigeration-Air Dryer | HVC | PM | FOS | OPERATING | 4 | 2024-04-11
CLACWCH001 | M7-1354 | CHILLER, CH1, CARRIER (NORTH) | Chiller-Package | HVC | PM | FOS | OPERATING | 4 | 2024-04-18
CLACWCH002 | M7-1354 | CHILLER, CH2, CARRIER (SOUTH) | Chiller-Package | HVC | PM | FOS | OPERATING | 4 | 2024-04-23
CLAIAAH001 | M7-1354 | AHU #1, Temtrol, SW and NW Corridor | AHU-CHW-GT30T | HVC | PM | FOS | OPERATING | 3 | 2024-02-29
CLAIAAH002 | M7-1354 | AHU #2, Temtrol, SW and NW Corridor | AHU-CHW-GT30T | HVC | PM | FOS | OPERATING | 4 | 2024-02-24
CLAIAAH003 | M7-1354 | AHU #3, Temtrol, Support Bay | AHU-CHW-GT30T | HVC | PM | FOS | OPERATING | 3 | 2023-12-27
CLAIAAH005 | M7-1354 | AHU #5, Temtrol, NE and SE Corridor | AHU-CHW-GT30T | HVC | PM | FOS | OPERATING | 4 | 2024-02-13
CLAIAAH006 | M7-1354 | AHU #6, Temtrol, NE and SE Corridor | AHU-CHW-GT30T | HVC | PM | FOS | OPERATING | 4 | 2024-02-27
CLAIAHF001 | M7-1354 | Humidifier AHU #1, S/N 39269-HU1 | Humidifier | HVC | PM | FOS | OPERATING | 4 | 2023-12-28
CLAIAHF002 | M7-1354 | Humidifier AHU #2, S/N 39269-HU2 | Humidifier | HVC | PM | FOS | OPERATING | 3 | 2023-12-21
CLAIAHF003 | M7-1354 | Humidifier AHU #3, S/N 39269-HU3 | Humidifier | HVC | PM | FOS | OPERATING | 4 | 2023-12-27
CLAIAHF005 | M7-1354 | Humidifier AHU #5, S/N 39269-HU5 | Humidifier | HVC | PM | FOS | OPERATING | 3 | 2023-12-28
CLAIAHF006 | M7-1354 | Humidifier AHU #6, S/N 39269-HU6 | Humidifier | HVC | PM | FOS | OPERATING | 3 | 2024-01-30
CLAIVVE001 | M7-1354 | VENTILATOR UNIT, TAG VU-1 | Fan-Supply-LT100HP | HVC | PM | FOS | OPERATING | 4 | 2024-04-03
CLAIVVE002 | M7-1354 | VENTILATOR UNIT, TAG VU-2 | Fan-Supply-LT100HP | HVC | PM | FOS | OPERATING | 4 | 2024-01-25
CLAIVVE005 | M7-1354 | VENTILATOR UNIT, TAG VU-5 (AIRLOCK) | Fan-Supply-LT100HP | HVC | PM | FOS | OPERATING | 4 | 2024-04-03
CLAIVVE006 | M7-1354 | VENTILATOR UNIT, TAG VU-6 (AIRLOCK) | Fan-Supply-LT100HP | HVC | PM | FOS | OPERATING | 3 | 2024-03-26
CLE01001 | M7-1354 | SS 101A 2000KW 13.2KV/480V BROWN | Transformers-Oil-MV | EHV | N/A | XSD | DECOMMISSIONED | 2 | 2020-05-15
CLE01001-R1 | M7-1354 | SS 101A 2000KVA 13.2KV-480/277V FR3 TYPE PDMT GE | Transformers-Oil-MV | EHV | PM/PT | FOS | OPERATING | 4 | 2022-12-28
CLE01018 | M7-1354 | MOTOR CONTROL CENTER A (101A) | MCC | ELV | N/A | XSD | DECOMMISSIONED | 4 | 2023-12-10
CLE01211 | M7-1354 | MCC #101B | MCC | ELV | PM | FOS | OPERATING | 4 | 2023-03-24
CLE01215 | M7-1354 | CIRCUIT BREAKER - TIE BREAKER 3200A 480V CUB 6B GE | Circuit Breaker-LV Draw Out | ELV | N/A | XSD | DECOMMISSIONED | 4 | 2013-12-20
CLE01216 | M7-1354 | CIRCUIT BREAKER - GENERATOR BREAKER 1200 A 480V CUB 6C GE | Circuit Breaker-LV Draw Out | ELV | N/A | XSD | DECOMMISSIONED | 4 | 2013-12-20
CLE01220 | M7-1354 | CIRCUIT BREAKER - PNL MP1 MOSB 800 A 480V CUB 7C GE | Circuit Breaker-LV Draw Out | ELV | N/A | XSD | DECOMMISSIONED | 4 | 2013-12-20
CLE01225 | M7-1354 | CIRCUIT BREAKER - PNL MDP-A 1200A 480V CUB 8C GE | Circuit Breaker-LV Draw Out | ELV | N/A | XSD | DECOMMISSIONED | 4 | 2013-12-16
CLE01227 | M7-1354 | CIRCUIT BREAKER - MAIN A BREAKER 3200A 480V CUB 9B GE | Circuit Breaker-LV Draw Out | ELV | N/A | XSD | DECOMMISSIONED | 4 | 2013-12-16
CLE01229 | M7-1354 | CIRCUIT BREAKER - SOUTH CHILLER #2 600A 480V CUB 9C GE | Circuit Breaker-LV Draw Out | ELV | N/A | XSD | DECOMMISSIONED | 4 | 2013-12-16
CLE01232 | M7-1354 | SS-101,Â Substation Secondary,Â PHSFÂ 480V | Substation-LV-Draw Out | ELV | PM | FOS | OPERATING | 4 | 2023-11-09
CLE02001 | M7-1354 | SS 101B 2000KVA 13.2KV/480V BROWN | Transformers-Oil-MV | EHV | N/A | XSD | DECOMMISSIONED | 1 | 2017-12-20
CLE02001-R1 | M7-1354 | SS 101B 2000KVA 13.2KV-480/277V FR3 TYPE PDMT GE | Transformers-Oil-MV | EHV | PM/PT | FOS | OPERATING | 4 | 2023-01-24
CLE02100 | M7-1354 | CIRCUIT BREAKER MAIN B BREAKER 3200A 480V CUB 4B GE | Circuit Breaker-LV Draw Out | ELV | N/A | XSD | DECOMMISSIONED | 4 | 2013-12-20
CLE02102 | M7-1354 | CIRCUIT BREAKER - NORTH CHILLER #1600A 480V CUB 4C GE | Circuit Breaker-LV Draw Out | ELV | N/A | XSD | DECOMMISSIONED | 3 | 2013-12-20
CLE02105 | M7-1354 | CIRCUIT BREAKER PNL MDP-B 1200A 480V CUB 5B GE | Circuit Breaker-LV Draw Out | ELV | N/A | XSD | DECOMMISSIONED | 4 | 2013-12-20
CLE02106 | M7-1354 | CIRCUIT BREAKER- PORTABLE CHILLER AND PUMP HSE 400A 480V CUB 5C GE | Circuit Breaker-LV Draw Out | ELV | N/A | XSD | DECOMMISSIONED | 4 | 2013-12-20
CLE02107 | M7-1354 | CIRCUIT BREAKER SWITCHBOARD B 1200A 480V CUB 5D GE | Circuit Breaker-LV Draw Out | ELV | N/A | XSD | DECOMMISSIONED | 3 | 2013-12-20
CLE02109 | M7-1354 | SS 101B 2NDARY 2000A 480V | Bus-LV | ELV | PMHL | FOS | OPERATING | 3 | 2013-12-16
CLE02110 | M7-1354 | SS 101A 2NDARY 2000A 480V | Bus-LV | ELV | PMHL | FOS | OPERATING | 3 | 2013-12-16
CLE02117 | M7-1354 | CIRCUIT BREAKER - PNL MP1 480V CUB MAIN B 2B GE | Substation-LV-Draw Out | ELV | PMHL | FOS | OPERATING | 4 | 2023-11-09
CLE02118 | M7-1354 | CIRCUIT BREAKER - PNL MP1 480V CUB CHILLER #1 2D GE | Substation-LV-Draw Out | ELV | PMHL | FOS | OPERATING | 4 | 2023-11-09
CLE02119 | M7-1354 | CIRCUIT BREAKER - PNL MP1 480V CUB MDP-B 3A GE | Substation-LV-Draw Out | ELV | PMHL | FOS | OPERATING | 4 | 2023-11-09
CLE02120 | M7-1354 | CIRCUIT BREAKER - PNL MP1 480V CUB PORTABLE CHILLER 3B GE | Substation-LV-Draw Out | ELV | PMHL | FOS | OPERATING | 4 | 2023-11-09
CLE02121 | M7-1354 | CIRCUIT BREAKER - PNL MP1 480V CUB ATS1-MOSB 3C GE | Substation-LV-Draw Out | ELV | PMHL | FOS | OPERATING | 4 | 2023-11-09
CLE02122 | M7-1354 | CIRCUIT BREAKER - PNL MP1 480V CUB TIE BREAKER 4B GE | Substation-LV-Draw Out | ELV | PMHL | FOS | OPERATING | 4 | 2023-11-09
CLE02123 | M7-1354 | CIRCUIT BREAKER - PNL MP1 480V CUB GENERATOR BREAKER 4C GE | Substation-LV-Draw Out | ELV | PMHL | FOS | OPERATING | 4 | 2023-11-09
CLE02124 | M7-1354 | CIRCUIT BREAKER - PNL MP1 480V CUB SPARE 5C GE | Substation-LV-Draw Out | ELV | PMHL | FOS | OPERATING | 4 | 2023-11-09
CLE02125 | M7-1354 | CIRCUIT BREAKER - PNL MP1 480V CUB ATS-2 MOSB 5D GE | Substation-LV-Draw Out | ELV | PMHL | FOS | OPERATING | 4 | 2023-11-09
CLE02126 | M7-1354 | CIRCUIT BREAKER - PNL MP1 480V CUB MDP-A 6C GE | Substation-LV-Draw Out | ELV | PMHL | FOS | OPERATING | 4 | 2023-11-09
CLE02127 | M7-1354 | CIRCUIT BREAKER - PNL MP1 480V CUB MAIN A 7B GE | Substation-LV-Draw Out | ELV | PMHL | FOS | OPERATING | 4 | 2023-11-09
CLE02128 | M7-1354 | CIRCUIT BREAKER - PNL MP1 480V CUB CHILLER #2 7C GE | Substation-LV-Draw Out | ELV | PMHL | FOS | OPERATING | 4 | 2023-11-09
CLE03000 | M7-1354 | SS101 MDP, Substation Secondary, PHSF 480VAC | Panel-LV | ELV | RTF | FOS | OPERATING | 4 | 2018-06-18
CLE90001 | M7-1354 | GROUNDING SYSTEM FACILITY | Grounding-Ord | ELV | PM | FOS | OPERATING | 4 | 2024-04-06
CLE91001 | M7-1354 | GROUNDING CONDUCTIVE FLOOR | Grounding-Floor | ELV | PMHL | FOS | OPERATING | 4 | 2014-12-04
CLEATS01 | M7-1354 | ATS-B, 225A, 480V | ATS | ELV | PM | FOS | OPERATING | 4 | 2023-12-08
CLEUC001 | M7-1354 | Controls, PLC, SS-101 | Controls-PLC-Battery | ELV | PM/PEND | FOS | OPERATING | 4 | 2023-11-09
CLF20003 | M7-1354 | WET PIPE SPRINKLER SYSTEM | Wet Pipe | PSY | PM | FOS | OPERATING | 4 | 2024-04-10
CLF23001 | M7-1354 | VALVE, FIRE HOSE SYSTEM | Valves-Fire Hose | PSY | PM | FOS | OPERATING | 3 | 2023-04-11
CLFFAAS001 | M7-1354 | M7-1354 VESDA #1 AIR SAMPLING DETECTION SYSTEM | ASSD | PSY | PM | FOS | OPERATING | 4 | 2023-08-18
CLFFAAS002 | M7-1354 | M7-1354 VESDA #2 AIR SAMPLING DETECTION SYSTEM | ASSD | PSY | PM | FOS | OPERATING | 3 | 2023-08-18
CLFFACP001 | M7-1354 | FACP, Simplex 4100ES | FACP | PSY | PM | FOS | OPERATING | 3 | 2022-11-28
CLFFART001 | M7-1354 | CENTRAL RADIO MONITORING SYSTEM (CRMS) TRANSCEIVER | CRMS | PSY | PM | FOS | OPERATING | 2 | 2023-08-03
CLFFART002 | M7-1354 | CENTRAL RADIO MONITORING SYSTEM (CRMS) TRANSCEIVER | CRMS | PSY | PM | FOS | OPERATING | 2 | 2023-08-03
CLFH1090 | M7-1354 | HYDRANT, FIRE | Hydrant | WWS | PM | FOS | OPERATING | 3 | 2023-06-21
CLFH1145 | M7-1354 | HYDRANT, FIRE | Hydrant | WWS | PM | FOS | OPERATING | 3 | 2023-06-22
CLFH1240 | M7-1354 | HYDRANT, FIRE | Hydrant | WWS | PM | FOS | OPERATING | 4 | 2023-05-29
CLFH1270 | M7-1354 | HYDRANT, FIRE | Hydrant | WWS | PM | FOS | OPERATING | 3 | 2023-06-19
CLFH1340 | M7-1354 | HYDRANT, FIRE | Hydrant | WWS | PM | FOS | OPERATING | 3 | 2023-06-21
CLFKPAB371 | M7-1354 | ESS AUX BOX | ESS | PSY | PM | FOS | OPERATING | 2 | 2024-01-23
CLFKPCP037 | M7-1354 | INTELLIGENT SYSTEM CONTROLLER #37 | ESS | PSY | PM | FOS | OPERATING | 3 | 2024-01-30
CLFKPDP371 | M7-1354 | DOOR PORTAL | Door Portal | PSY | N/A | XSD | DECOMMISSIONED | 3 | 2017-12-08
CLFKPDP372 | M7-1354 | DOOR PORTAL | ESS | PSY | PM | FOS | OPERATING | 3 | 2024-01-31
CLFKPDP373 | M7-1354 | DOOR PORTAL | ESS | PSY | PM | FOS | OPERATING | 3 | 2024-01-31
CLFKPDP374 | M7-1354 | DOOR PORTAL | ESS | PSY | PM | FOS | OPERATING | 3 | 2024-01-29
CLFKPDP375 | M7-1354 | DOOR PORTAL | ESS | PSY | PM | FOS | OPERATING | 3 | 2024-01-29
CLFKPDP376 | M7-1354 | DOOR PORTAL | ESS | PSY | PM | FOS | OPERATING | 3 | 2024-01-31
CLFSYFS001 | M7-1354 | FIXED SPRAY FIRE SUPPRESSION SYSTEM | Fixed Spray-2 | PSY | PM | FOS | OPERATING | 2 | 2020-05-28
CLFSYFS100 | M7-1354 | High Bay Deluge System | Fire-Deluge System | PSY | PM | FOS | OPERATING | 3 | 2023-11-22
CLFUCNG001 | M7-1354 | Facility Natural Gas Piping | Gas Piping | MEC | PM | FOS | OPERATING | 4 | 2023-06-28
CLFVU036 | M7-1354 | POST INDICATOR VLV | Valves-PIV | WWS | PM | FOS | OPERATING | 4 | 2023-06-13
CLFVU038 | M7-1354 | POST INDICATOR VLV | Valves-PIV | WWS | PM | FOS | OPERATING | 4 | 2023-06-13
CLFVU040 | M7-1354 | VALVE, GATE (UNDERGROUND) | Valves-Fire | WWS | N/A | XSD | DECOMMISSIONED | 3 | 2016-04-13
CLG01001 | M7-1354 | GENERATOR, STANDBY, 1000KW, 480VAC, DIESEL | Generator-Stationary-Level 2 | ELV | PM/RI | FOS | OPERATING | 4 | 2024-05-02
CLG01001T | M7-1354 | FUEL TANK, REGISTERED, Diesel, 2500 Gallon | Tanks-Fuel | ELV | PM/RI | FOS | OPERATING | 4 | 2024-04-18
CLH01003 | M7-1354 | PUMP HOT WATER (WEST) | Pump-Pad Mount-(HTHW/HW)-GT10HP | HVC | PM | FOS | OPERATING | 4 | 2024-04-30
CLH01005-R1 | M7-1354 | PUMP HOT WATER (EAST) | Pump-Pad Mount-(HTHW/HW)-GT10HP | HVC | PM | FOS | OPERATING | 4 | 2024-04-30
CLH02002 | M7-1354 | BOILER #1, NATURAL GAS | Boilers-Modular/Pulse | HVC | PM | FOS | OPERATING | 4 | 2024-01-17
CLH02003 | M7-1354 | BOILER #2, NATURAL GAS | Boilers-Modular/Pulse | HVC | PM | FOS | OPERATING | 4 | 2024-02-07
CLS12001 | M7-1354 | BFP FEBCO 805Y 4" DC S/N C7291 (WEST) | BFP-Fire | WWS | N/A | XSD | DECOMMISSIONED | 4 | 2017-02-14
CLS12001-R1 | M7-1354 | BFP WILKINS ZURN 350 4" DC S/N C-01357 (WEST) | BFP-Fire | WWS | PM | FOS | OPERATING | 4 | 2024-03-13
CLS12002 | M7-1354 | BFP FEBCO 805Y DC 4" S/N 07292 (WEST) | BFP-Fire | WWS | N/A | XSD | DECOMMISSIONED | 4 | 2017-02-14
CLS12002-R1 | M7-1354 | BFP WILKINS ZURN 350 4" DC S/N C-01353 | BFP-Fire | WWS | PM | FOS | OPERATING | 4 | 2024-03-13
CLS12003 | M7-1354 | BFP WATTS 909 1" S/N 229287 TOP UNIT | BFP | WWS | PM | FOS | OPERATING | 3 | 2023-06-16
CLS12006 | M7-1354 | BFP WATTS 909 1" S/N 207416 BOTTOM | BFP | WWS | PM | FOS | OPERATING | 3 | 2023-06-16
CLU01001 | M7-1354 | UPS-112, 100 KVA IPM STATIC, PHSF | UPS-Self Contained | ELV | N/A | XSD | DECOMMISSIONED | 2 | 2014-10-29
CLU01001-R1 | M7-1354 | UPS-112, Powerware 9390, 160KVA, PHSF [FIC1627] | UPS-Self Contained | ELV | PM | FOS | OPERATING | 4 | 2024-02-06
CLU01002 | M7-1354 | UPS-113, BP-80, 80KVA, 480VAC, Out, PHSF | UPS-Self Contained | ELV | N/A | XSD | DECOMMISSIONED | 4 | 2015-05-26
CM203001 | M6-0791 | LIGHTNING PROTECTION | Lightning Prot | ELV | PM | FOS | OPERATING | 4 | 2022-01-19
CM2ELITE | M6-0791 | LIGHTS, EMERGENCY & EXIT, M6-0791 | Emer-Exit Lights Self Testing | ELV | PM | FOS | OPERATING | 3 | 2017-06-01
CM3130001 | K6-0996A | EYEWASH, PORTABLE, W/ DRENCH HOSE | Shwr-Eyewash-Portable-Pressurized | WWS | N/A | XSD | DECOMMISSIONED | 3 | 2017-03-29
CM313001 | M7-0360 | EYEWASH, PORTABLE, FISHER | Shwr-Eyewash-Portable-Pressurized | WWS | PM | FOS | OPERATING | 3 | 2024-04-25
CM501002 | M6-0791 | ROOF, COMM M&S/300'AT 34320 SF | Roof-BUR | STR | PM | FOS | OPERATING | 3 | 2023-12-06
CM502010D | M6-0791D | RADIO TOWER 314 | Tower | STR | PM | FOS | OPERATING | 4 | 2021-10-31
CM601001 | M6-0791 | HOIST, 1/4 TON, CHAIN, ELECTRIC | Hoist | MEC | PM | FOS | OPERATING | 4 | 2024-04-30
CM802001 | M6-0791 | Air Compressor, 2 HP, Quincy | Compressors-Air-Reciprocating | HVC | N/A | XSD | DECOMMISSIONED | 2 | 2020-11-02
CMA05001 | M6-0791 | Air Dryer, HVAC | Refrigeration-Air Dryer | HVC | N/A | XSD | DECOMMISSIONED | 3 | 2020-04-01
CMA07001 | M6-0791 | Air Handling Unit, AHU-1 (480 VAC, Room 112, Local Service Disconnect) | AHU-CHW-5T_30T | HVC | PM | FOS | OPERATING | 4 | 2024-04-19
CMA07002 | M6-0791 | Air Handling Unit, AHU-2 (480 VAC, Room 112, Local Service Disconnect) | AHU-CHW-5T_30T | HVC | PM | FOS | OPERATING | 4 | 2024-04-19
CMA07003 | M6-0791 | Air Handling Unit, AHU-3 (208/230 VAC, Room 110M, Local Service Disconnect) | AHU-CHW-5T_30T | HVC | PM | FOS | OPERATING | 3 | 2023-11-25
CMA08001 | M6-0791 | Chilled Water Pump, CWP-1 (480 VAC, Local Service Disconnect) | Pump-Vertical-(CHW/CW)-GT10HP | HVC | N/A | XSD | DECOMMISSIONED | 5 | 2018-10-20
CMACAAD003 | M6-0791 | Air Dryer, HVAC | Refrigeration-Air Dryer | HVC | PM | FOS | OPERATING | 5 | 2024-04-15
CMACACP001 | M6-0791 | Air Compressor, 2 HP, Quincy | Compressors-Air-Reciprocating | HVC | PM | FOS | OPERATING | 4 | 2024-03-28
CMACACP002 | M6-0791 | Air Compressor, 2 HP, Quincy, Portable | Compressors-Air-Reciprocating | HVC | PM | FOS | OPERATING | 4 | 2024-03-28
CMACWCH001 | M6-0791 | Water Chiller, WC-1Â (480Â VAC,Â LocalÂ ServiceÂ Disconnect) | Chiller-Package | HVC | N/A | XSD | DECOMMISSIONED | 3 | 2020-04-15
CMARWIM001 | M6-0791 | ICE MAKER ; ICE O-MATIC SN: 07021280012136 | Refrigeration-Ice Machine-Flake | HVC | PM | FOS | OPERATING | 2 | 2022-09-03
CME02001 | M6-0791 | SS 110 500KVA 13.2KV/480V PDMT | Transformers-Oil-MV | EHV | PT | FOS | OPERATING | 4 | 2022-07-31
CME0G228 | M6-0791 | ATS-D8, Automatic Transfer Switch | ATS | ELV | N/A | XSD | DECOMMISSIONED | 3 | 2017-08-02
CME0G228-R1 | M6-0791 | ATS-D8, Automatic Transfer Switch | ATS | ELV | PM | FOS | OPERATING | 4 | 2023-10-17
CME90001 | M6-0791 | GROUNDING SYSTEM FACILITY | Grounding-Fence | ELV | PMHL | FOS | OPERATING | 4 | 2011-03-29
CMFFACP001 | M6-0791 | FACP, SIMPLEX 4005 | FACP | PSY | PM | FOS | OPERATING | 3 | 2023-09-15
CMFFART001 | M6-0791 | CENTRAL RADIO MONITORING SYSTEM (CRMS) TRANSCEIVER | CRMS | PSY | PM | FOS | OPERATING | 2 | 2023-08-17
CMFH1060 | M6-0791 | HYDRANT, FIRE, MUELLER 5-1/4" 1963 | Hydrant | WWS | PM | FOS | OPERATING | 4 | 2023-07-24
CMFH1135 | M6-0791 | HYDRANT, FIRE, MUELLER 5-1/4" 1963 | Hydrant | WWS | PM | FOS | OPERATING | 4 | 2023-07-20
CMFH1220 | M6-0791 | HYDRANT, FIRE, MUELLER 5-1/4" 1963 | Hydrant | WWS | PM | FOS | OPERATING | 4 | 2023-07-18
CMFH1330 | M6-0791 | HYDRANT, FIRE, MUELLER 5-1/4" 1963 | Hydrant | WWS | PM | FOS | OPERATING | 3 | 2023-07-24
CMFSYDS001 | M6-0791 | DRY PIPE FIRE SPRINKLER SYSTEM w/GN2 | Dry Pipe | PSY | PM | FOS | OPERATING | 3 | 2023-11-28
CMFSYST002 | M6-0791 | STANDPIPE SYSTEM / HOSE STATIONS | Valves-Fire Hose | PSY | PM | FOS | OPERATING | 3 | 2023-05-31
CMS12003-R1 | M6-0791 | BFP WATTS 1" RPZ | BFP | WWS | PM | FOS | OPERATING | 3 | 2023-08-03
CMS12004 | M6-0791 | BFP AMES 6" DC S/N LB-0758 | BFP-Fire | WWS | PM | FOS | OPERATING | 4 | 2024-02-13
CMS12005 | M6-0791 | BFP WATTS 2" RP, S/N 12110, M/N 919QT | BFP | WWS | PM | FOS | OPERATING | 4 | 2023-08-25
CNA01004 | CT-2 | AC-1 Crawler CT-2 Control Rm (480V Service disconnect at A/C unit) | AHU-DX-Package-LT5T | HVC | PM | FOS | OPERATING | 2 | 2021-08-03
CNA01005 | CT-2 | AC-2 Crawler CT-2 Control Rm (480V Service disconnect at A/C unit) | AHU-DX-Package-LT5T | HVC | PM | FOS | OPERATING | 2 | 2021-08-03
CNFFART001 | CT-2 | CENTRAL RADIO MONITORING SYSTEM (CRMS) TRANSCEIVER | CRMS | PSY | PM | FOS | OPERATING | 4 | 2023-08-18
CP2ELITE | M6-0698 | LIGHTS, EMERGENCY & EXIT, M6-0698 | Emer-Exit Lights Self Testing | ELV | PM | FOS | OPERATING | 4 | 2016-06-02
CP302001 | M6-0698 | SHOWER & EYEWASH SAFETY SPEAKMAN | Shwr-Eyewash | WWS | PM | FOS | OPERATING | 3 | 2023-06-28
CP302002 | M6-0698 | SHOWER & EYEWASH SAFETY SPEAKMAN | Shwr-Eyewash | WWS | PM | FOS | OPERATING | 3 | 2023-06-28
CP302003 | M6-0698 | SHOWER & EYEWASH SAFETY SPEAKMAN | Shwr-Eyewash | WWS | PM | FOS | OPERATING | 3 | 2023-06-28
CP308001 | M6-0698 | FILTER, CANISTER CUNO W/CHARCOAL CARTRIDGE | Filters-Water | WWS | PM | FOS | OPERATING | 3 | 2024-05-09
CP501002 | M6-0698 | ROOF, SUPPLY WHSE #2 37260SF METAL TYPE | Roof-Metal | STR | RTF | FOS | OPERATING | 4 | 2022-11-01
CP501003 | M6-0698 | ROOF, SUPPLY WHSE #2, 37260 SF, SINGLE PLY TYPE | Roof-Single Ply | STR | PM | FOS | OPERATING | 4 | 2023-11-22
CPA03005 | M6-0698 | AHU 1 - SPLIT SYSTEM | AHU-DX-5T_30T | HVC | PM | FOS | OPERATING | 3 | 2024-02-08
CPA03007 | M6-0698 | CONDENSING UNIT | AHU-DX-Condenser | HVC | PM | FOS | OPERATING | 3 | 2024-03-28
CPA10204 | M6-0698 | PACKAGE UNIT, ACU #1, SOUTHWEST (P) | AHU-DX-Package-5T_30T | HVC | PM | FOS | OPERATING | 2 | 2024-02-08
CPA10205 | M6-0698 | PACKAGE UNIT, ACU #2, SOUTHEAST (P) | AHU-DX-Package-5T_30T | HVC | PM | FOS | OPERATING | 2 | 2022-12-01
CPACACP001 | M6-0698 | AIR COMPRESSOR, 5 HP | Compressors-Air-Reciprocating | HVC | PM/TS | NAB | ABANDONED | 3 | 2017-01-04
CPE01001-R1 | M6-0698 | SSÂ 187Â 500KVAÂ 13.2KV-480/277VÂ FR3Â TYPEÂ PDMTÂ COOPER | Transformers-Oil-MV | EHV | PT | FOS | OPERATING | 4 | 2023-10-25
CPE90001 | M6-0698 | GROUNDING SYSTEM FACILITY | Grounding | ELV | PM | FOS | OPERATING | 4 | 2022-04-04
CPF20001 | M6-0698 | SPRINKLER ALARM, FIRE w/GN2 | Wet Pipe | PSY | PM | FOS | OPERATING | 2 | 2021-02-10
CPF41001 | M6-0698 | FACP, SIMPLEX 4002 | FACP | PSY | PM | FOS | OPERATING | 3 | 2023-12-18
CPFFART001 | M6-0698 | CENTRAL RADIO MONITORING SYSTEM (CRMS) TRANSCEIVER | CRMS | PSY | PM | FOS | OPERATING | 3 | 2024-01-07
CPFH1065 | M6-0698 | HYDRANT, FIRE | Hydrant | WWS | N/A | XSD | DECOMMISSIONED | 4 | 2016-05-13
CPFH1065-R1 | M6-0698 | Hydrant, FIRE, AMERICAN DARLING, 2013 | Hydrant | WWS | PM | FOS | OPERATING | 4 | 2023-09-04
CPFH1320 | M6-0698 | HYDRANT, FIRE | Hydrant | WWS | N/A | XSD | DECOMMISSIONED | 4 | 2016-05-13
CPFH1320-R1 | M6-0698 | Hydrant, FIRE, AMERICAN DARLING, 2013 | Hydrant | WWS | PM | FOS | OPERATING | 4 | 2023-09-04
CPS12003 | M6-0698 | BFP FEBCO 805YD 6" S/N B14583 W.UNIT | BFP | WWS | PM | FOS | OPERATING | 4 | 2023-07-27
CPS12004 | M6-0698 | BFP FEBCO 805YD 6" S/N B14584 E.UNIT | BFP | WWS | PM | FOS | OPERATING | 4 | 2023-07-26
CPS12005 | M6-0698 | BFP WATTS 909 4" RP, S/N 216366 | BFP | WWS | PM | FOS | OPERATING | 3 | 2023-08-22
CPU01001 | M6-0698 | IPS 3.6 KVA INSTANT POWER SYSTEM (IPS) | IPS | ELV | PM | FOS | OPERATING | 4 | 2023-09-22
CPU01002 | M6-0698 | UPS-165,1.0 KVA APC | UPS-Self Contained Small | ELV | PM | FOS | OPERATING | 4 | 2023-11-28
CRE02001 | M7-1412A | SS 104 500KVA 13.2KV/480V PDMT | Transformers-Oil-MV | EHV | PT | FOS | OPERATING | 4 | 2023-10-31
CRFH1030 | UK-0031 | HYDRANT, FIRE | Hydrant | WWS | N/A | XSD | DECOMMISSIONED | 3 | 2017-05-08
CRFH1210 | UK-0031 | HYDRANT, FIRE, DRESSER 4-1/2" M/D 300 | Hydrant | WWS | PM | FOS | OPERATING | 4 | 2023-07-05
CRFH1300 | UK-0031 | Hydrant, FIRE, AMERICAN DARLING, 2013 | Hydrant | WWS | PM | FOS | OPERATING | 3 | 2023-11-11
CS101001 | M6-0744 | FAN EXH DOMEX M/N WP56 | Fan-Exhaust-LT100HP | HVC | RTF | FOS | OPERATING | 3 | 2011-04-06
CS102001 | M6-0744 | PUMP, HW P1 | Pump-Pad Mount-(HTHW/HW)-GT10HP | HVC | N/A | XSD | DECOMMISSIONED | 4 | 2021-12-08
CS105001 | M6-0744 | EXHAUST FAN, CARNES S/N 1164D9 | Fan-Exhaust-LT100HP | HVC | RTF | FOS | OPERATING | 4 | 2011-07-01
CS307001 | M6-0744 | SHOWER & EYEWASH SAFETY | Shwr-Eyewash | WWS | PM | FOS | OPERATING | 3 | 2023-12-27
CS307002 | M6-0744 | SHOWER & EYEWASH SAFETY | Shwr-Eyewash | WWS | PM | FOS | OPERATING | 3 | 2024-01-03
CS307003 | M6-0744 | SHOWER & EYEWASH SAFETY HAWS SN 8129 | Shwr-Eyewash | WWS | PM | FOS | OPERATING | 3 | 2024-01-02
CS307004 | M6-0744 | SHOWER & EYEWASH SAFETY | Shwr-Eyewash | WWS | PM | FOS | OPERATING | 3 | 2024-01-03
CS307005 | M6-0744 | SHOWER & EYEWASH SAFETY | Shwr-Eyewash | WWS | PM | FOS | OPERATING | 3 | 2023-12-27
CS307006 | M6-0744 | SAFETY SHOWER / EYEWASH, HAWS | Shwr-Eyewash | WWS | PM | FOS | OPERATING | 2 | 2023-09-15
CS308002 | M6-0744 | FILTER, WATER, CUNO, M/N AP11T | Filters-Water | WWS | PM | FOS | OPERATING | 3 | 2024-01-15
CS308003 | M6-0744 | FILTER, CUNO, M/N CHARCOAL, ON CS903001 | Filters-Water | WWS | PM | FOS | OPERATING | 3 | 2023-10-25
CS308005 | M6-0744 | WATER FILTER, CHARCOAL, CUNO | Filters-Water | WWS | N/A | XSD | DECOMMISSIONED | 4 | 2015-04-27
CS501002 | M6-0744 | ROOF, CENT SUP FAC, METAL, 100,000 SF | Roof-Metal | STR | PM | FOS | OPERATING | 3 | 2023-11-21
CS501002A | M6-0744 | ROOF, BUR-A-ROOF SYSTEM 9240 SF | Roof-BUR | STR | PM | FOS | OPERATING | 4 | 2023-11-10
CS506001 | M6-0744 | GATE, MOTORIZED | Gates-Motorized | MEC | PM | FOS | OPERATING | 4 | 2024-02-26
CS506002 | M6-0744 | GATE, MOTORIZED | Gates-Motorized | MEC | PM | FOS | OPERATING | 4 | 2024-02-26
CS601008 | M6-0744 | HOIST, 1 TON | Hoist | MEC | PM | FOS | OPERATING | 4 | 2024-04-30
CS602001 | M6-0744 | SLIDING FIRE DOOR EAST END | Doors-Fire | MEC | PM | FOS | OPERATING | 3 | 2024-01-17
CS602002 | M6-0744 | SLIDING FIRE DOOR WEST END | Doors-Fire | MEC | PM | FOS | OPERATING | 3 | 2024-01-17
CS607001 | M6-0744 | STORAGE, CAROUSEL, VERTICAL | Carousel | MEC | RTF | FOS | OPERATING | 4 | 2011-05-23
CS607002 | M6-0744 | STORAGE, CAROUSEL, VERTICAL | Carousel | MEC | RTF | FOS | OPERATING | 4 | 2011-05-23
CS607003 | M6-0744 | STORAGE, CAROUSEL, VERTICAL | Carousel | MEC | RTF | FOS | OPERATING | 4 | 2011-05-24
CS607004 | M6-0744 | STORAGE, CAROUSEL, VERTICAL | Carousel | MEC | RTF | FOS | OPERATING | 4 | 2011-05-23
CS607005 | M6-0744 | STORAGE, CAROUSEL, VERTICAL | Carousel | MEC | RTF | FOS | OPERATING | 4 | 2011-05-24
CS607006 | M6-0744 | STORAGE, CAROUSEL, VERTICAL | Carousel | MEC | RTF | FOS | OPERATING | 4 | 2011-05-23
CS607007 | M6-0744 | STORAGE, CAROUSEL, VERTICAL | Carousel | MEC | RTF | FOS | OPERATING | 4 | 2011-05-27
CS607008 | M6-0744 | STORAGE, CAROUSEL, VERTICAL | Carousel | MEC | RTF | FOS | OPERATING | 4 | 2011-05-23
CS906001 | M6-0744 | REFRIGERATOR GLENCO STAR S/N JJ367492B | Refrigeration-Refrigerator | HVC | N/A | XSD | DECOMMISSIONED | 3 | 2015-02-26
CS907001 | M6-0744 | REFRIGERATOR GLENCO STAR S/N 373107 | Refrigeration-Refrigerator | HVC | PM | FOS | OPERATING | 4 | 2024-03-29
CSA05005 | M6-0744 | AIR HANDLING UNIT #1, CHW WORTH S/N K91H31074 | AHU-CHW-5T_30T | HVC | PM | FOS | OPERATING | 2 | 2019-05-20
CSA06002 | M6-0744 | PUMP, HW | Pump-Pad Mount-(HTHW/HW)-GT10HP | HVC | N/A | XSD | DECOMMISSIONED | 4 | 2021-12-06
CSA06006 | M6-0744 | REHEAT COIL HWC4 | Reheat Coil | HVC | RTF | FOS | OPERATING | 4 | 2010-10-25
CSA06007 | M6-0744 | REHEAT COIL HWC5 | Reheat Coil | HVC | RTF | FOS | OPERATING | 3 | 2010-10-21
CSA06008 | M6-0744 | REHEAT COIL HWC6 | Reheat Coil | HVC | RTF | FOS | OPERATING | 1 | 2010-10-21
CSA06009 | M6-0744 | REHEAT COIL HWC7 | Reheat Coil | HVC | RTF | FOS | OPERATING | 3 | 2011-06-02
CSA06010 | M6-0744 | REHEAT COIL HWC8 | Reheat Coil | HVC | RTF | FOS | OPERATING | 4 | 2010-10-21
CSA06011 | M6-0744 | REHEAT COIL HWC9 | Reheat Coil | HVC | RTF | FOS | OPERATING | 3 | 2010-10-21
CSA06012 | M6-0744 | REHEAT COIL HWC10 | Reheat Coil | HVC | RTF | FOS | OPERATING | 4 | 2010-10-21
CSA07004 | M6-0744 | PUMP, CHW #1 S/N 777A454 | Pump-Pad Mount-(CHW/CW)-GT10HP | HVC | PM | FOS | OPERATING | 3 | 2023-11-17
CSA07005 | M6-0744 | PUMP, CHW #2 S/N 777A455 | Pump-Pad Mount-(CHW/CW)-GT10HP | HVC | PM | FOS | OPERATING | 3 | 2023-11-17
CSA07006 | M6-0744 | CHILLER UNIT, TRANE S/N V07F04403 | Chiller-Package | HVC | N/A | XSD | DECOMMISSIONED | 2 | 2016-09-19
CSA08001 | M6-0744 | AIR HANDLING UNIT, CHW (10TON) BOHN M/N HCS08LF | AHU-CHW-5T_30T | HVC | N/A | XSD | DECOMMISSIONED | 2 | 2017-03-16
CSA08003 | M6-0744 | ICE MACHINE, CUBE, MANITOWOC | Refrigeration-Ice Machine-Cube | HVC | N/A | XSD | DECOMMISSIONED | 3 | 2016-09-14
CSA10001 | M6-0744 | AIR HANDLING UNIT, CHW CARRIER S/N 4190F36095 | AHU-CHW-5T_30T | HVC | PM | FOS | OPERATING | 2 | 2024-01-16
CSA11002 | M6-0744 | CONDENSING UNIT, TRANE S/N F23198644 | AHU-DX-Condenser | HVC | N/A | XSD | DECOMMISSIONED | 4 | 2011-06-27
CSA12001 | M6-0744 | AHU, RUUD M/N UEAB 1005 BNS | AHU-DX-5T_30T | HVC | N/A | XSD | DECOMMISSIONED | 5 | 2015-10-15
CSA12001-R1 | M6-0744 | AHU, DX - S/N 12412PJFAV | AHU-DX-5T_30T | HVC | PM | FOS | OPERATING | 4 | 2024-02-01
CSA12002 | M6-0744 | CONDENSING UNIT, RUUD S/N 4286M30913518 | AHU-DX-Condenser | HVC | PM | FOS | OPERATING | 3 | 2023-10-24
CSACA011 | M6-0744 | AIR COMPRESSOR, RECIP, QUINCY | Compressors-Air-Reciprocating | HVC | N/A | XSD | DECOMMISSIONED | 3 | 2018-09-20
CSACA024 | M6-0744 | AIR COMPRESSOR, RECIP, QUINCY | Compressors-Air-Reciprocating | HVC | N/A | XSD | DECOMMISSIONED | 3 | 2018-09-27
CSACA026 | M6-0744 | AIR COMPRESSOR, RECIP, QUINCY | Compressors-Air-Reciprocating | HVC | N/A | XSD | DECOMMISSIONED | 3 | 2018-10-22
CSACA087 | M6-0744 | AIR COMPRESSOR, RECIP, CURTIS S/N 04-3012 | Compressors-Air-Reciprocating | HVC | N/A | XSD | DECOMMISSIONED | 2 | 2016-04-14
CSACAAD001 | M6-0744 | HVAC Control Air Dryer | Refrigeration-Air Dryer | HVC | PM | FOS | OPERATING | 3 | 2024-04-10
CSACACP001 | M6-0744 | Air Compressor, Recip, Quincy | Compressors-Air-Reciprocating | HVC | PM | FOS | OPERATING | 3 | 2024-02-03
CSACWCH001 | M6-0744 | Air Cooled Package Chiller | Chiller-Package | HVC | PM | FOS | OPERATING | 4 | 2024-03-28
CSAHWBH001 | M6-0744 | HOT WATER BOILER, #549 | Boilers-Modular/Pulse | HVC | PM | FOS | OPERATING | 4 | 2024-05-01
CSAHWBH002 | M6-0744 | HOT WATER BOILER, #579 | Boilers-Modular/Pulse | HVC | PM | FOS | OPERATING | 4 | 2024-05-01
CSAHWPP001 | M6-0744 | PUMP, HW #1 | Pump-Pad Mount-(HTHW/HW)-GT10HP | HVC | PM | FOS | OPERATING | 4 | 2023-12-01
CSAHWPP002 | M6-0744 | PUMP, HW #2 | Pump-Pad Mount-(HTHW/HW)-GT10HP | HVC | PM | FOS | OPERATING | 4 | 2023-11-30
CSAIAAH002 | M6-0744 | AHU #2, S/N 1911U19188 | AHU-CHW-5T_30T | HVC | PM | FOS | OPERATING | 3 | 2024-01-24
CSAIAAH003 | M6-0744 | AIR HANDLING UNIT, CHW | AHU-CHW-5T_30T | HVC | PM | FOS | OPERATING | 4 | 2023-12-18
CSAIAAH005 | M6-0744 | AHU #5, S/N 1911U19192 | AHU-CHW-5T_30T | HVC | PM | FOS | OPERATING | 3 | 2024-02-10
CSAIAAX001 | M6-0744 | AIR HANDLING UNIT, DX | AHU-DX-LT5T | HVC | PM | FOS | OPERATING | 4 | 2023-05-08
CSAIAAX002 | M6-0744 | AIR HANDLING UNIT, DX | AHU-DX-LT5T | HVC | PM | FOS | OPERATING | 3 | 2024-04-15
CSAIACU002 | M6-0744 | CONDENSING UNIT, TRANE | AHU-DX-Condenser | HVC | N/A | XSD | DECOMMISSIONED | 4 | 2017-02-27
CSAIACU002-R1 | M6-0744 | CONDENSING UNIT, TRANE | AHU-DX-Condenser | HVC | PM | FOS | OPERATING | 4 | 2024-04-30
CSAIACV001 | M6-0744 | CONDENSING UNIT | AHU-DX-Condenser | HVC | N/A | XSD | DECOMMISSIONED | 3 | 2018-03-04
CSARWIM001 | M6-0744 | ICE MACHINE, CUBE, MANITOWOC | Refrigeration-Ice Machine-Cube | HVC | PM | FOS | OPERATING | 3 | 2024-03-22
CSE01001 | M6-0744 | SS 133 500KVA 13.2KV-277/480V 3PH OIL TYPE PDMT COOPER POWER SYSTEMS | Transformers-Oil-MV | EHV | PT | FOS | OPERATING | 4 | 2022-11-20
CSE90001 | M6-0744 | GROUNDING SYSTEM FACILITY | Grounding | ELV | PM | FOS | OPERATING | 4 | 2021-11-29
CSF20001 | M6-0744 | ALARM, FIRE-SPRINKLER, AUTOMATIC, MOD 6", 352 w/GN2 | Wet Pipe | PSY | PM | FOS | OPERATING | 3 | 2024-01-12
CSF20002 | M6-0744 | ALARM, FIRE-SPRINKLER, GRINNELL, MOD A | Wet Pipe | PSY | PM | FOS | OPERATING | 3 | 2024-01-19
CSF20005 | M6-0744 | SPRINKLER SYSTEM WET PIPE 6" ALARM CHECK RELIABLE | Wet Pipe | PSY | PM | FOS | OPERATING | 2 | 2021-04-27
CSF23001 | M6-0744 | VALVE, FIRE HOSE SYSTEM | Valves-Fire Hose | PSY | PM | FOS | OPERATING | 3 | 2024-05-10
CSF41001 | M6-0744 | FACP, SIMPLEX 4100+ | FACP | PSY | PM | FOS | OPERATING | 3 | 2024-01-31
CSFFART001 | M6-0744 | CENTRAL RADIO MONITORING SYSTEM (CRMS) TRANSCEIVER | CRMS | PSY | PM | FOS | OPERATING | 3 | 2023-08-09
CSFH1035 | M6-0744 | HYDRANT, FIRE, MUELLER 5-1/4" 1963 | Hydrant | WWS | N/A | XSD | DECOMMISSIONED | 4 | 2017-07-12
CSFH1035-R1 | M6-0744 | Hydrant, FIRE, AMERICAN DARLING, 2013 | Hydrant | WWS | PM | FOS | OPERATING | 4 | 2023-07-06
CSFH1090-R1 | M6-0744 | HYDRANT, FIRE, 5-1/4â€ AMERICAN DARLING | Hydrant | WWS | PM | FOS | OPERATING | 4 | 2023-05-29
CSFH1305 | M6-0744 | HYDRANT, FIRE, DARLING 5" 1964 | Hydrant | WWS | N/A | XSD | DECOMMISSIONED | 4 | 2017-07-14
CSFH1305-R1 | M6-0744 | Hydrant, FIRE, AMERICAN DARLING, 2013 | Hydrant | WWS | PM | FOS | OPERATING | 4 | 2023-07-21
CSFH1360 | M6-0744 | HYDRANT, FIRE, MUELLER 5-1/4" 1963 | Hydrant | WWS | N/A | XSD | DECOMMISSIONED | 4 | 2017-07-18
CSFH1360-R1 | M6-0744 | Hydrant, FIRE, AMERICAN DARLING, 2013 | Hydrant | WWS | PM | FOS | OPERATING | 4 | 2023-07-06
CSFSYDS003 | M6-0744 | Dry Pipe Sprinkler System, 4" | Dry Pipe | PSY | PM | FOS | OPERATING | 3 | 2023-11-13
CSFSYDS004 | M6-0744 | Dry Pipe Sprinkler System, 4" | Dry Pipe | PSY | PM | FOS | OPERATING | 3 | 2024-04-30
CSFSYWS006 | M6-0744 | WET PIPE FIRE SPRINKLER SYSTEM w/GN2 | Wet Pipe | PSY | PM | FOS | OPERATING | 3 | 2024-04-22
CSFUCNG001 | M6-0744 | Facility Natural Gas Piping | Gas Piping | MEC | PM | FOS | OPERATING | 3 | 2023-08-09
CSS01001 | M6-0744B | PUMP FIRE PATTERSON 60HP S/N 93FP01791-L5 | Pump-Fire | WWS | PM | FOS | OPERATING | 3 | 2024-04-26
CSS12001 | M6-0744 | BFP FEBCO 825Y 3/4" S/N AC9141 | BFP | WWS | PM | FOS | OPERATING | 3 | 2023-08-03
CSS12003 | M6-0744B | BFP FEBCO 8" 805YD S/N B18326 | BFP | WWS | PM | FOS | OPERATING | 3 | 2023-08-03
CSS12004 | M6-0744 | BFP WATTS 4" 909 S/N 80692 | BFP | WWS | PM | FOS | OPERATING | 3 | 2023-08-03
CSS12005 | M6-0744 | BFP WATTS 909 3" RP, S/N 183894 | BFP | WWS | PM | FOS | OPERATING | 4 | 2023-08-09
CT10010 | J8-1708 | Pad A Cooling Towers Potable Water (General Areas) CV-19 | BFP | WWS | N/A | NIC | NOT_IN_CONTRACT | 4 | 2012-08-23
CT10020 | J8-1708 | Pad A Cooling Towers Potable Water (General Areas) CV-19A | BFP | WWS | N/A | NIC | NOT_IN_CONTRACT | 4 | 2012-08-24
CT101002 | M6-0138 | FAN EXHAUST, 120 VAC, Local Service Disconnect | Fan-Exhaust-LT100HP-LS | HVC | PM | FOS | OPERATING | 3 | 2024-04-15
CT204001 | M6-0138 | LIGHTNING PROTECTION | Lightning Prot | ELV | PM | FOS | OPERATING | 4 | 2021-07-20
CT2ELITE | M6-0138 | LIGHTS, EMERGENCY & EXIT, M6-0138 | Emer-Exit Lights Self Testing | ELV | PM | FOS | OPERATING | 5 | 2024-02-23
CT303001 | M6-0138 | SHOWER/EYEWASH, SAFETY - HERMCO | Shwr-Eyewash | WWS | PM | FOS | OPERATING | 4 | 2024-03-29
CT501002 | M6-0138 | ROOF, M6-0138 COMM DSTR & SW 29600 SF | Roof-BUR | STR | PM | FOS | OPERATING | 3 | 2023-11-04
CTA01001 | M6-0136 | WALL UNIT | AHU-DX-Wall | HVC | N/A | XSD | DECOMMISSIONED | 3 | 2010-12-03
CTA02002 | M6-0138 | Computer Condensing Unit, CU-6, 20 Ton (480 VAC, Local Service Disconnect) | AHU-DX-Condenser | HVC | PM | FOS | OPERATING | 2 | 2021-02-08
CTA02003 | M6-0138 | Computer Condensing Unit, CU-8, 20 Ton (480 VAC, Local Service Disconnect) | AHU-DX-Condenser | HVC | N/A | XSD | DECOMMISSIONED | 3 | 2018-04-29
CTA06007 | M6-0138 | 100 Ton Package Water Chiller (WC #1 / 480 VAC / Local Service Disconnect) | Chiller-Package | HVC | N/A | XSD | DECOMMISSIONED | 2 | 2019-08-13
CTA06008 | M6-0138 | 100 Ton Package Water Chiller (WC #2 / 480 VAC / Local Service Disconnect) | Chiller-Package | HVC | N/A | XSD | DECOMMISSIONED | 3 | 2018-06-29
CTA07001 | M6-0138 | Air Handling Unit, AHU-5 (480 VAC, Room 159, Local Service Disconnect) | AHU-CHW-5T_30T | HVC | N/A | XSD | DECOMMISSIONED | 3 | 2021-01-05
CTA07006 | M6-0138 | Air Handling Unit, AHU-4 (208 VAC, Local Service Disconnect) | AHU-CHW-5T_30T | HVC | N/A | XSD | DECOMMISSIONED | 1 | 2019-06-26
CTA07007 | M6-0138 | Air Handling Unit, AHU-3 (480 VAC, Room 160, Local Service Disconnect) | AHU-CHW-5T_30T | HVC | PM | FOS | OPERATING | 2 | 2021-10-28
CTA07008 | M6-0138 | Air Handling Unit, AHU-2 (480 VAC, Room 106A, Local Service Disconnect) | AHU-CHW-5T_30T | HVC | PM | FOS | OPERATING | 2 | 2022-02-24
CTA07009 | M6-0138 | Air Handling Unit, AHU-1 (480 VAC, Room 120, Local Service Disconnect) | AHU-CHW-5T_30T | HVC | PM | FOS | OPERATING | 3 | 2024-04-26
CTA07010 | M6-0138 | Air Handling Unit, AHU-6 (480 VAC, Room 162, Local Service Disconnect) | AHU-DX-Computer-5T_30T | HVC | PM | FOS | OPERATING | 2 | 2022-12-01
CTA07011 | M6-0138 | Air Handling Unit, AHU-8 (480 VAC, Room 162, Local Service Disconnect) | AHU-DX-Computer-5T_30T | HVC | PM | FOS | OPERATING | 2 | 2021-02-08
CTA07014 | M6-0138 | Air Handling Unit, AHU-12 (480 VAC, Local Service Disconnect) | AHU-DX-Package-LT5T | HVC | N/A | XSD | DECOMMISSIONED | 2 | 2016-12-09
CTA07015 | M6-0138 | Air Handling Unit, AHU-13 (208 VAC, Local Service Disconnect) | AHU-CHW-5T_30T | HVC | PM | FOS | OPERATING | 3 | 2024-01-22
CTA07016 | M6-0138 | Air Handling Unit, AHU-1A (480 VAC, Room 120, Local Service Disconnect) | AHU-CHW-5T_30T | HVC | PM | FOS | OPERATING | 3 | 2024-04-25
CTA08004 | M6-0138 | Chilled Water Pump, CWP-1 (480 VAC, Room 159, Panel MCC C, Ckt A4) | Pump-Pad Mount-(CHW/CW)-GT10HP | HVC | PM | FOS | OPERATING | 4 | 2024-02-09
CTA08005 | M6-0138 | Chilled Water Pump, CWP-2 (480 VAC, Room 159, Panel MCC D, Ckt A3) | Pump-Pad Mount-(CHW/CW)-GT10HP | HVC | PM | FOS | OPERATING | 4 | 2024-02-09
CTA13013 | M6-0138 | Expansion Tank, Chilled Water (Non Electrical) | Tanks-Expansion-CW | HVC | PM | FOS | OPERATING | 4 | 2022-09-14
CTABB001 | M6-0138 | Controls, PLC Backup Battery [FIC0032] | Battery-Controls | ELV | PM | FOS | OPERATING | 4 | 2023-12-06
CTABB002 | M6-0138 | Controls, PLC Backup Battery [FIC0034] | Battery-Controls | ELV | PM | FOS | OPERATING | 4 | 2023-12-12
CTACWAH004 | M6-0138 | Air Handling Unit, AHU-4 (208 VAC, Local Service Disconnect) | AHU-CHW-5T_30T | HVC | PM | FOS | OPERATING | 3 | 2024-05-02
CTACWCH001 | M6-0138 | 100 Ton Package Water Chiller (WC #1 / 480 VAC / Local Service Disconnect) | Chiller-Package | HVC | PM | FOS | OPERATING | 3 | 2024-02-26
CTACWCH002 | M6-0138 | 100 Ton Package Water Chiller (WC #2 / 480 VAC / Local Service Disconnect) | Chiller-Package | HVC | PM | FOS | OPERATING | 3 | 2023-08-23
CTAIAAH005 | M6-0138 | Air Handling Unit AHU-5, CHW | AHU-CHW-5T_30T | HVC | PM | FOS | OPERATING | 4 | 2024-04-26
CTAIAAX012 | M6-0138 | Air Handling Unit, AHU-12 (480 VAC, Local Service Disconnect) | AHU-DX-Package-LT5T | HVC | PM | FOS | OPERATING | 3 | 2024-01-19
CTAIACU008 | M6-0138 | Computer Condensing Unit, CU-8, 20 Ton (480 VAC, Local Service Disconnect) | AHU-DX-Condenser | HVC | PM | FOS | OPERATING | 4 | 2024-04-28
CTE01001 | M6-0138 | SS 138A 750 KVA 13.2KV 480V S#PEL-1510 | Transformers-Oil-MV | EHV | PM/PT | FOS | OPERATING | 4 | 2020-08-17
CTE02001 | M6-0138 | SS 138B 750 KVA 13.2KV 480V S#PEL-1509 | Transformers-Oil-MV | EHV | PM/PT | FOS | OPERATING | 4 | 2020-07-22
CTE90001 | M6-0138 | GROUNDING SYSTEM FACILITY | Grounding | ELV | PM | FOS | OPERATING | 4 | 2016-03-29
CTEBB001 | M6-0138 | Controls, PLC Backup Battery [FIC0075] | Battery-Controls | ELV | PM | FOS | OPERATING | 4 | 2023-12-12
CTF20001 | M6-0138 | FIRE SUPPRESSION SYSTEM ALARM CHECK | Wet Pipe | PSY | PM | FOS | OPERATING | 3 | 2024-03-08
CTF20003 | M6-0138 | SPRINKLER, PRE-ACTION, M/N "D", 2 1/2" w/GN2 | Pre-Action | PSY | PM | FOS | OPERATING | 3 | 2024-03-08
CTFCSCPN15 | M6-0138 | SUMMARYÂ PANEL | FACP | PSY | PM | FOS | OPERATING | 4 | 2023-08-02
CTFDTCPN17 | M6-0138 | SIMPLEX 4100ES DATATAP FILTERING PANEL | CRMS | PSY | PM | FOS | OPERATING | 3 | 2024-02-14
CTFFAAS106 | M6-0138 | AIR SAMPLING DETECTION SYSTEM, VESDA CD&SC | ASSD | PSY | PM | FOS | OPERATING | 3 | 2024-02-06
CTFFAAS123 | M6-0138 | AIR SAMPLING DETECTION SYSTEM, VESDA CD&SC | ASSD | PSY | PM | FOS | OPERATING | 3 | 2024-02-06
CTFFACPN11 | M6-0138 | FACP,Â SIMPLEXÂ 4100U | FACP | PSY | PM | FOS | OPERATING | 3 | 2024-02-27
CTFFADUN05 | M6-0138 | NETÂ 3Â NDU | FACP | PSY | PM | FOS | OPERATING | 4 | 2023-08-02
CTFFART001 | M6-0138 | CENTRAL RADIO MONITORING SYSTEM (CRMS) TRANSCEIVER | CRMS | PSY | PM | FOS | OPERATING | 3 | 2023-08-08
CTFH1090 | M6-0138 | HYDRANT, FIRE, DARLING 5" 1963 | Hydrant | WWS | PM | FOS | OPERATING | 3 | 2023-07-06
CTFH1180 | M6-0138 | HYDRANT, FIRE, DARLING 5" 1963 | Hydrant | WWS | PM | FOS | OPERATING | 4 | 2023-07-17
CTFH1290 | M6-0138 | HYDRANT, FIRE | Hydrant | WWS | PM | FOS | OPERATING | 3 | 2023-07-06
CTFKPAB746 | M6-0136 | AUXILLIARY BOX | ESS | PSY | PM | FOS | OPERATING | 3 | 2024-01-05
CTFKPCP073 | M6-0138 | INTELLIGENT SYSTEM CONTROLLER #73 | ESS | PSY | PM | FOS | OPERATING | 3 | 2024-02-17
CTFKPCP074 | M6-0138 | INTELLIGENT SYSTEM CONTROLLER #74 | ESS | PSY | PM | FOS | OPERATING | 3 | 2016-05-23
CTFKPDP732 | M6-0138 | DOOR PORTAL | Door Portal | PSY | PM | FOS | OPERATING | 3 | 2023-12-20
CTFKPDP733 | M6-0138 | DOOR PORTAL | Door Portal | PSY | PM | FOS | OPERATING | 3 | 2023-12-20
CTFKPDP734 | M6-0138 | DOOR PORTAL | Door Portal | PSY | PM | FOS | OPERATING | 3 | 2023-12-20
CTFKPDP742 | M6-0138 | Personnel Access Portal | Access Control Station | PSY | RTF | FOS | OPERATING | 3 | 2015-12-02
CTFKPDP743 | M6-0138 | DOOR PORTAL | Door Portal | PSY | PM | FOS | OPERATING | 3 | 2023-12-20
CTFKPDP744 | M6-0138 | DOOR PORTAL | Door Portal | PSY | PM | FOS | OPERATING | 4 | 2023-12-24
CTFKPDP745 | M6-0138 | DOOR PORTAL | Door Portal | PSY | PM | FOS | OPERATING | 4 | 2023-12-23
CTFKPFD735 | M6-0138 | FIBER OPTIC INTRUSION DETECTION SYS | ESS | PSY | PM | FOS | OPERATING | 3 | 2023-12-14
CTFKPTS731 | M6-0138 | GATE TURNSTILE | Turnstile | PSY | PM | FOS | OPERATING | 3 | 2024-04-05
CTFKPVG741 | M6-0138 | VEHICLEÂ GATE ACCESS CONTROL | ESS | PSY | PM | FOS | OPERATING | 4 | 2024-04-14
CTFPA001 | M6-0138 | PRE-ACTION FIRE ALARM CONTROL, SIMPLEX 4020 | FACP | PSY | PM | FOS | OPERATING | 3 | 2023-08-12
CTS12002 | M6-0138 | BFP FEBCO 825Y 3/4" S/N R1114 | BFP | WWS | PM | FOS | OPERATING | 3 | 2023-08-02
CTS12003 | M6-0138 | BFP WATTS 709 2-1/2" S/N 101872 | BFP | WWS | PM | FOS | OPERATING | 4 | 2023-05-16
CTS12004 | M6-0138 | BFP WATTS 709 2-1/2" S/N 101743 | BFP | WWS | PM | FOS | OPERATING | 4 | 2023-05-15
CTS12005-R1 | M6-0138 | BFP WATTS 709 6" DC WEST UNIT, S/N 258358 | BFP-Fire | WWS | PM | FOS | OPERATING | 3 | 2024-05-08
CTS12008 | M6-0138 | BFP WATTS 709 6" DC E. UNIT, S/N 258361 | BFP-Fire | WWS | PM | FOS | OPERATING | 3 | 2024-05-08
CTS12009 | M6-0138 | BFP WATTS 919QT 2â€ S/N 13428 | BFP | WWS | PM | FOS | OPERATING | 4 | 2023-11-08
CUFH1220 | UK-0031 | HYDRANT, FIRE, MUELLER 5-1/4" 1964 | Hydrant | WWS | PM | FOS | OPERATING | 4 | 2023-07-05
CULV00001 | UK-0009 | Culvert, HDPE, 22.08 ft long | Culverts | RDG | RTF | FOS | OPERATING | 4
CULV00002 | UK-0009 | Culvert, Concrete, 30.28 ft long | Culverts | RDG | RTF | FOS | OPERATING | 4
CULV00003 | UK-0009 | Culvert, Concrete, 46.19 ft long | Culverts | RDG | RTF | FOS | OPERATING | 4
CULV00004 | UK-0009 | Culvert, Concrete, 61.17 ft long | Culverts | RDG | RTF | FOS | OPERATING | 3
CULV00005 | UK-0009 | Culvert, Concrete, 21.38 ft long | Culverts | RDG | RTF | FOS | OPERATING | 2
CULV00006 | UK-0009 | Culvert, Concrete, 54.94 ft long | Culverts | RDG | RTF | FOS | OPERATING | 4
CULV00007 | UK-0009 | Culvert, Concrete, 86.47 ft long | Culverts | RDG | RTF | FOS | OPERATING | 3
CULV00008 | UK-0009 | Culvert, Concrete, 51.35 ft long | Culverts | RDG | RTF | FOS | OPERATING | 3
CULV00009 | UK-0009 | Culvert, Concrete, 43.83 ft long | Culverts | RDG | RTF | FOS | OPERATING | 3
CULV00010 | UK-0009 | Culvert, Concrete, 41.29 ft long | Culverts | RDG | RTF | FOS | OPERATING | 4
CULV00011 | UK-0009 | Culvert, Concrete, 38.97 ft long | Culverts | RDG | RTF | FOS | OPERATING | 4
CULV00012 | UK-0009 | Culvert, Concrete, 93.92 ft long | Culverts | RDG | RTF | FOS | OPERATING | 3
CULV00013 | UK-0009 | Culvert, Concrete, 39.15 ft long | Culverts | RDG | RTF | FOS | OPERATING | 4
CULV00014 | UK-0009 | Culvert, Concrete, 37.86 ft long | Culverts | RDG | RTF | FOS | OPERATING | 4
CULV00015 | UK-0009 | 13.77 ft long | Culverts | RDG | RTF | FOS | OPERATING | 3
CULV00016 | UK-0009 | Flume, 13.58 ft long | Culverts | RDG | RTF | FOS | OPERATING | 2
CULV00017 | UK-0009 | Flume, 15.32 ft long | Culverts | RDG | RTF | FOS | OPERATING | 2
CULV00018 | UK-0009 | Culvert, Concrete, 39.98 ft long | Culverts | RDG | RTF | FOS | OPERATING | 4
CULV00019 | UK-0009 | Culvert, Concrete, 56.08 ft long | Culverts | RDG | RTF | FOS | OPERATING | 4
CULV00020 | UK-0009 | Culvert, Metal, 37.35 ft long | Culverts | RDG | RTF | FOS | OPERATING | 3
CULV00021 | UK-0009 | Flume, 10.98 ft long | Culverts | RDG | RTF | FOS | OPERATING | 2
CULV00022 | UK-0009 | Culvert, Concrete, 65.52 ft long | Culverts | RDG | RTF | FOS | OPERATING | 5
CULV00023 | UK-0009 | Culvert, Metal, 34.56 ft long | Culverts | RDG | RTF | FOS | OPERATING | 4
CULV00024 | UK-0009 | Culvert, Concrete, 88.4 ft long | Culverts | RDG | RTF | FOS | OPERATING | 3
CULV00025 | UK-0009 | Flume, 31.95 ft long | Culverts | RDG | RTF | FOS | OPERATING | 2
CULV00026 | UK-0009 | Flume, 12.62 ft long | Culverts | RDG | RTF | FOS | OPERATING | 2
CULV00027 | UK-0009 | Flume, 20.81 ft long | Culverts | RDG | RTF | FOS | OPERATING | 2
CULV00028 | UK-0009 | Flume, 23.83 ft long | Culverts | RDG | RTF | FOS | OPERATING | 2
CULV00029 | UK-0009 | Flume, 23.83 ft long | Culverts | RDG | RTF | FOS | OPERATING | 2
CULV00030 | UK-0009 | Flume, 9.16 ft long | Culverts | RDG | RTF | FOS | OPERATING | 2
CULV00031 | UK-0009 | Flume, 5.74 ft long | Culverts | RDG | RTF | FOS | OPERATING | 2
CULV00033 | UK-0009 | Flume, 46.85 ft long | Culverts | RDG | RTF | FOS | OPERATING | 2
CULV00034 | UK-0009 | Culvert, Concrete, 91.31 ft long | Culverts | RDG | RTF | FOS | OPERATING | 3
CULV00035 | UK-0009 | Flume, 23.01 ft long | Culverts | RDG | RTF | FOS | OPERATING | 2
CULV00036 | UK-0009 | Culvert, Concrete, 28.96 ft long | Culverts | RDG | RTF | FOS | OPERATING | 4
CULV00037 | UK-0009 | Culvert, Concrete, 29.04 ft long | Culverts | RDG | RTF | FOS | OPERATING | 4
CULV00185 | UK-0009 | Culvert, Metal, 39.41 ft long | Culverts | RDG | RTF | FOS | OPERATING | 4
CULV00186 | UK-0009 | Culvert, Metal, 39.87 ft long | Culverts | RDG | RTF | FOS | OPERATING | 4
CULV00187 | UK-0009 | Culvert, 33.17 ft long | Culverts | RDG | RTF | FOS | OPERATING | 2
CULV00188 | UK-0009 | Culvert, Metal, 39.78 ft long | Culverts | RDG | RTF | FOS | OPERATING | 4
CULV00189 | UK-0009 | Culvert, 44.87 ft long | Culverts | RDG | RTF | FOS | OPERATING | 2
CULV00190 | UK-0009 | 65.19 ft long | Culverts | RDG | RTF | FOS | OPERATING | 2
CULV00191 | UK-0009 | 32.14 ft long | Culverts | RDG | RTF | FOS | OPERATING | 2
CULV00192 | UK-0009 | 28.4 ft long | Culverts | RDG | RTF | FOS | OPERATING | 2
CULV00193 | UK-0009 | 31.02 ft long | Culverts | RDG | RTF | FOS | OPERATING | 2
CULV00194 | UK-0009 | Culvert, Metal, 31.86 ft long | Culverts | RDG | RTF | FOS | OPERATING | 4
CULV00195 | UK-0009 | Culvert, Metal, 43.29 ft long | Culverts | RDG | RTF | FOS | OPERATING | 3
CULV00196 | UK-0009 | Culvert, Metal, 39.11 ft long | Culverts | RDG | RTF | FOS | OPERATING | 4
CULV00197 | UK-0009 | Culvert, 52.48 ft long | Culverts | RDG | RTF | FOS | OPERATING | 2
CULV00198 | UK-0009 | Culvert, Metal, 36.23 ft long | Culverts | RDG | RTF | FOS | OPERATING | 3
CULV00199 | UK-0009 | Culvert, Metal, 39.92 ft long | Culverts | RDG | RTF | FOS | OPERATING | 3
CULV00200 | UK-0009 | Culvert, Metal, 34.85 ft long | Culverts | RDG | RTF | FOS | OPERATING | 3
CULV00201 | UK-0009 | Culvert, Metal, 34.89 ft long | Culverts | RDG | RTF | FOS | OPERATING | 3
CULV00202 | UK-0009 | 37.22 ft long | Culverts | RDG | RTF | FOS | OPERATING | 2
CULV00203 | UK-0009 | 36.45 ft long | Culverts | RDG | RTF | FOS | OPERATING | 2
CULV00204 | UK-0009 | 31.76 ft long | Culverts | RDG | RTF | FOS | OPERATING | 2
CULV00205 | UK-0009 | 33.39 ft long | Culverts | RDG | RTF | FOS | OPERATING | 2
CULV00206 | UK-0009 | Culvert, Metal, 48.67 ft long | Culverts | RDG | RTF | FOS | OPERATING | 3
CULV00207 | UK-0009 | Culvert, Metal, 41.29 ft long | Culverts | RDG | RTF | FOS | OPERATING | 3
CULV00208 | UK-0009 | Culvert, Metal, 30.87 ft long | Culverts | RDG | RTF | FOS | OPERATING | 3
CULV00209 | UK-0009 | Culvert, Metal, 43.09 ft long | Culverts | RDG | RTF | FOS | OPERATING | 4
CULV00210 | UK-0009 | Culvert, Metal, 37.79 ft long | Culverts | RDG | RTF | FOS | OPERATING | 5
CULV00211 | UK-0009 | Culvert, Metal, 31.51 ft long | Culverts | RDG | RTF | FOS | OPERATING | 3
CULV00212 | UK-0009 | Culvert, Metal, 38.99 ft long | Culverts | RDG | RTF | FOS | OPERATING | 3
CULV00213 | UK-0009 | Culvert, Metal, 25.52 ft long | Culverts | RDG | RTF | FOS | OPERATING | 3
CULV00214 | UK-0009 | Culvert, Metal, 33.16 ft long | Culverts | RDG | RTF | FOS | OPERATING | 3
CULV00215 | UK-0009 | Culvert, Metal, 32.17 ft long | Culverts | RDG | RTF | FOS | OPERATING | 3
CULV00216 | UK-0009 | Culvert, Metal, 35.55 ft long | Culverts | RDG | RTF | FOS | OPERATING | 2
CULV00217 | UK-0009 | Culvert, Metal, 36.25 ft long | Culverts | RDG | RTF | FOS | OPERATING | 3
CULV00218 | UK-0009 | Culvert, Metal, 39.22 ft long | Culverts | RDG | RTF | FOS | OPERATING | 3
CULV00219 | UK-0009 | Culvert, Metal, 39.26 ft long | Culverts | RDG | RTF | FOS | OPERATING | 3
CULV00220 | UK-0009 | Culvert, Metal, 31.11 ft long | Culverts | RDG | RTF | FOS | OPERATING | 3
CULV00221 | UK-0009 | Culvert, Metal, 30.07 ft long | Culverts | RDG | RTF | FOS | OPERATING | 3
CULV00222 | UK-0009 | Culvert, Metal, 36.22 ft long | Culverts | RDG | RTF | FOS | OPERATING | 2
CULV00223 | UK-0009 | Culvert, Metal, 36.48 ft long | Culverts | RDG | RTF | FOS | OPERATING | 2
CULV00224 | UK-0009 | Culvert, Metal, 36.8 ft long | Culverts | RDG | RTF | FOS | OPERATING | 2
CULV00225 | UK-0009 | Culvert, Metal, 33.72 ft long | Culverts | RDG | RTF | FOS | OPERATING | 2
CULV00226 | UK-0009 | Culvert, Metal, 36.99 ft long | Culverts | RDG | RTF | FOS | OPERATING | 3
CULV00227 | UK-0009 | Culvert, Metal, 31.81 ft long | Culverts | RDG | RTF | FOS | OPERATING | 3
CULV00228 | UK-0009 | Culvert, Metal, 34.82 ft long | Culverts | RDG | RTF | FOS | OPERATING | 2
CULV00229 | UK-0009 | Culvert, Metal, 48.99 ft long | Culverts | RDG | RTF | FOS | OPERATING | 3
CULV00230 | UK-0009 | Culvert, Metal, 34.92 ft long | Culverts | RDG | RTF | FOS | OPERATING | 3
CULV00231 | UK-0009 | Culvert, Metal, 82.49 ft long | Culverts | RDG | RTF | FOS | OPERATING | 3
CULV00232 | UK-0009 | Culvert, 32.45 ft long | Culverts | RDG | RTF | FOS | OPERATING | 2
CULV00233 | UK-0009 | Culvert, 31.83 ft long | Culverts | RDG | RTF | FOS | OPERATING | 2
CULV00234 | UK-0009 | Culvert, Metal, 43.67 ft long | Culverts | RDG | RTF | FOS | OPERATING | 3
CULV00235 | UK-0009 | 39.06 ft long | Culverts | RDG | RTF | FOS | OPERATING | 2
CULV00236 | UK-0009 | Culvert, Metal, 35.89 ft long | Culverts | RDG | RTF | FOS | OPERATING | 3
CULV00237 | UK-0009 | Culvert, Metal, 38.36 ft long | Culverts | RDG | RTF | FOS | OPERATING | 3
CULV00238 | UK-0009 | Culvert, Metal, 37.34 ft long | Culverts | RDG | RTF | FOS | OPERATING | 3
CULV00239 | UK-0009 | Culvert, Metal, 37.47 ft long | Culverts | RDG | RTF | FOS | OPERATING | 3
CULV00240 | UK-0009 | Culvert, Metal, 36.21 ft long | Culverts | RDG | RTF | FOS | OPERATING | 3
CULV00241 | UK-0009 | Culvert, 34.85 ft long | Culverts | RDG | RTF | FOS | OPERATING | 2
CULV00242 | UK-0009 | Culvert, 35.45 ft long | Culverts | RDG | RTF | FOS | OPERATING | 2
CULV00243 | UK-0009 | Culvert, 39.45 ft long | Culverts | RDG | RTF | FOS | OPERATING | 2
CULV00244 | UK-0009 | Culvert, 39.6 ft long | Culverts | RDG | RTF | FOS | OPERATING | 2
CULV00245 | UK-0009 | 46.14 ft long | Culverts | RDG | RTF | FOS | OPERATING | 2
CULV00246 | UK-0009 | 48.46 ft long | Culverts | RDG | RTF | FOS | OPERATING | 2
CULV00247 | UK-0009 | Culvert, Metal, 34.08 ft long | Culverts | RDG | RTF | FOS | OPERATING | 3
CULV00248 | UK-0009 | Culvert, 31.65 ft long | Culverts | RDG | RTF | FOS | OPERATING | 2
CULV00249 | UK-0009 | Culvert, Metal, 36.87 ft long | Culverts | RDG | RTF | FOS | OPERATING | 3
CULV00250 | UK-0009 | Culvert, Metal, 39.35 ft long | Culverts | RDG | RTF | FOS | OPERATING | 3
CULV00251 | UK-0009 | Culvert, Metal, 34.9 ft long | Culverts | RDG | RTF | FOS | OPERATING | 3
CULV00252 | UK-0009 | Culvert, Metal, 34.77 ft long | Culverts | RDG | RTF | FOS | OPERATING | 3
CULV00253 | UK-0009 | Culvert, Metal, 39.96 ft long | Culverts | RDG | RTF | FOS | OPERATING | 3
CULV00254 | UK-0009 | Culvert, Metal, 40.83 ft long | Culverts | RDG | RTF | FOS | OPERATING | 3
CULV00255 | UK-0009 | Culvert, Metal, 31.81 ft long | Culverts | RDG | RTF | FOS | OPERATING | 2
CULV00256 | UK-0009 | Culvert, Metal, 41.76 ft long | Culverts | RDG | RTF | FOS | OPERATING | 3
CULV00257 | UK-0009 | Culvert, Metal, 33.41 ft long | Culverts | RDG | RTF | FOS | OPERATING | 3
CULV00258 | UK-0009 | Culvert, Metal, 32.6 ft long | Culverts | RDG | RTF | FOS | OPERATING | 3
CULV00259 | UK-0009 | Culvert, Metal, 44.73 ft long | Culverts | RDG | RTF | FOS | OPERATING | 4
CULV00260 | UK-0009 | 59.16 ft long | Culverts | RDG | RTF | FOS | OPERATING | 2
CULV00261 | UK-0009 | Culvert, Metal, 32.55 ft long | Culverts | RDG | RTF | FOS | OPERATING | 3
CULV00262 | UK-0009 | Culvert, Metal, 35.77 ft long | Culverts | RDG | RTF | FOS | OPERATING | 3
CULV00263 | UK-0009 | Culvert, Metal, 34.09 ft long | Culverts | RDG | RTF | FOS | OPERATING | 2
CULV00264 | UK-0009 | Culvert, Metal, 33.45 ft long | Culverts | RDG | RTF | FOS | OPERATING | 3
CULV00265 | UK-0009 | Culvert, Metal, 33.18 ft long | Culverts | RDG | RTF | FOS | OPERATING | 3
CULV00266 | UK-0009 | Culvert, Metal, 31.34 ft long | Culverts | RDG | RTF | FOS | OPERATING | 3
CULV00267 | UK-0009 | 43.41 ft long | Culverts | RDG | RTF | FOS | OPERATING | 2
CULV00268 | UK-0009 | Culvert, Metal, 36.67 ft long | Culverts | RDG | RTF | FOS | OPERATING | 3
CULV00269 | UK-0009 | Culvert, Metal, 39.06 ft long | Culverts | RDG | RTF | FOS | OPERATING | 3
CULV00270 | UK-0009 | Culvert, Metal, 48.58 ft long | Culverts | RDG | RTF | FOS | OPERATING | 3
CULV00271 | UK-0009 | Culvert, Metal, 37.59 ft long | Culverts | RDG | RTF | FOS | OPERATING | 3
CULV00272 | UK-0009 | Culvert, Metal, 34.33 ft long | Culverts | RDG | RTF | FOS | OPERATING | 3
CULV00273 | UK-0009 | Culvert, Metal, 31.7 ft long | Culverts | RDG | RTF | FOS | OPERATING | 3
CULV00274 | UK-0009 | Culvert, Metal, 35.06 ft long | Culverts | RDG | RTF | FOS | OPERATING | 4
CULV00275 | UK-0009 | 47.09 ft long | Culverts | RDG | RTF | FOS | OPERATING | 2
CULV00276 | UK-0009 | Culvert, Metal, 34.84 ft long | Culverts | RDG | RTF | FOS | OPERATING | 2
CULV00277 | UK-0009 | Culvert, Metal, 37.27 ft long | Culverts | RDG | RTF | FOS | OPERATING | 3
CULV00278 | UK-0009 | Culvert, Metal, 34.65 ft long | Culverts | RDG | RTF | FOS | OPERATING | 3
CULV00279 | UK-0009 | Culvert, 41.31 ft long | Culverts | RDG | RTF | FOS | OPERATING | 2
CULV00280 | UK-0009 | 41.34 ft long | Culverts | RDG | RTF | FOS | OPERATING | 2
CULV00281 | UK-0009 | Culvert, Metal, 54.52 ft long | Culverts | RDG | RTF | FOS | OPERATING | 3
CULV00282 | UK-0009 | Culvert, Metal, 41.8 ft long | Culverts | RDG | RTF | FOS | OPERATING | 3
CULV00283 | UK-0009 | Culvert, Metal, 42.56 ft long | Culverts | RDG | RTF | FOS | OPERATING | 3
CULV00284 | UK-0009 | Culvert, Metal, 35.97 ft long | Culverts | RDG | RTF | FOS | OPERATING | 2
CULV00285 | UK-0009 | Culvert, Metal, 37.01 ft long | Culverts | RDG | RTF | FOS | OPERATING | 2
CULV00286 | UK-0009 | Culvert, Concrete, 47.68 ft long | Culverts | RDG | RTF | FOS | OPERATING | 3
CULV00287 | UK-0009 | Culvert, Concrete, 76.35 ft long | Culverts | RDG | RTF | FOS | OPERATING | 3
CULV00288 | UK-0009 | Culvert, Concrete, 23.82 ft long | Culverts | RDG | RTF | FOS | OPERATING | 4
CULV00289 | UK-0009 | Culvert, Metal, 35.94 ft long | Culverts | RDG | RTF | FOS | OPERATING | 2
CULV00290 | UK-0009 | Culvert, Concrete, 48.03 ft long | Culverts | RDG | RTF | FOS | OPERATING | 2
CULV00291 | UK-0009 | Culvert, Metal, 28.63 ft long | Culverts | RDG | RTF | FOS | OPERATING | 2
CULV00292 | UK-0009 | Culvert, Metal, 21.18 ft long | Culverts | RDG | RTF | FOS | OPERATING | 2
CULV00293 | UK-0009 | Culvert, Concrete, 51.55 ft long | Culverts | RDG | RTF | FOS | OPERATING | 3
CULV00294 | UK-0009 | Culvert, Concrete, 49.65 ft long | Culverts | RDG | RTF | FOS | OPERATING | 3
CULV00295 | UK-0009 | Culvert, Concrete, 21.7 ft long | Culverts | RDG | RTF | FOS | OPERATING | 3
CULV00296 | UK-0009 | 30.38 ft long | Culverts | RDG | RTF | FOS | OPERATING | 2
CULV00297 | UK-0009 | Culvert, Concrete, 32.5 ft long | Culverts | RDG | RTF | FOS | OPERATING | 1
CULV00298 | UK-0009 | 78.51 ft long | Culverts | RDG | RTF | FOS | OPERATING | 2
CULV00299 | UK-0009 | 50.03 ft long | Culverts | RDG | RTF | FOS | OPERATING | 2
CULV00300 | UK-0009 | Culvert, Concrete, 44.13 ft long | Culverts | RDG | RTF | FOS | OPERATING | 2
CULV00301 | UK-0009 | Culvert, 20.93 ft long | Culverts | RDG | RTF | FOS | OPERATING | 2
CULV00302 | UK-0009 | Culvert, Concrete, 49 ft long | Culverts | RDG | RTF | FOS | OPERATING | 3
CULV00303 | UK-0009 | Culvert, Concrete, 48 ft long | Culverts | RDG | RTF | FOS | OPERATING | 3
CULV00304 | UK-0009 | Culvert, 36.78 ft long | Culverts | RDG | RTF | FOS | OPERATING | 1
CULV00305 | UK-0009 | 31 ft long | Culverts | RDG | RTF | FOS | OPERATING | 2
CULV00306 | UK-0009 | 56 ft long | Culverts | RDG | RTF | FOS | OPERATING | 2
CULV00307 | UK-0009 | Culvert, Metal, 29.21 ft long | Culverts | RDG | RTF | FOS | OPERATING | 3
CULV00308 | UK-0009 | Culvert, Metal, 29.31 ft long | Culverts | RDG | RTF | FOS | OPERATING | 3
CULV00309 | UK-0009 | Culvert, Concrete, 32.13 ft long | Culverts | RDG | RTF | FOS | OPERATING | 3
CULV00310 | UK-0009 | Culvert, Concrete, 56.83 ft long | Culverts | RDG | RTF | FOS | OPERATING | 3
CULV00311 | UK-0009 | 55.18 ft long | Culverts | RDG | RTF | FOS | OPERATING | 2
CULV00312 | UK-0009 | Culvert, Concrete, 30.79 ft long | Culverts | RDG | RTF | FOS | OPERATING | 4
CULV00313 | UK-0009 | Culvert, Metal, 28.88 ft long | Culverts | RDG | RTF | FOS | OPERATING | 4
CULV00314 | UK-0009 | Culvert, Metal, 93.73 ft long | Culverts | RDG | RTF | FOS | OPERATING | 2
CULV00315 | UK-0009 | Culvert, Metal, 29.08 ft long | Culverts | RDG | RTF | FOS | OPERATING | 3
CULV00316 | UK-0009 | 54.9 ft long | Culverts | RDG | RTF | FOS | OPERATING | 2
CULV00317 | UK-0009 | 41.72 ft long | Culverts | RDG | RTF | FOS | OPERATING | 2
CULV00318 | UK-0009 | Culvert, Metal, 30.74 ft long | Culverts | RDG | RTF | FOS | OPERATING | 3
CULV00319 | UK-0009 | Culvert, Metal, 29.85 ft long | Culverts | RDG | RTF | FOS | OPERATING | 3
CULV00320 | UK-0009 | Culvert, Concrete, 47.42 ft long | Culverts | RDG | RTF | FOS | OPERATING | 3
CULV00321 | UK-0009 | Culvert, Metal, 29.53 ft long | Culverts | RDG | RTF | FOS | OPERATING | 3
CULV00322 | UK-0009 | Culvert, 31.49 ft long | Culverts | RDG | RTF | FOS | OPERATING | 2
CULV00323 | UK-0009 | Culvert, Metal, 53.46 ft long | Culverts | RDG | RTF | FOS | OPERATING | 2
CULV00324 | UK-0009 | Culvert, Concrete, 35.38 ft long | Culverts | RDG | RTF | FOS | OPERATING | 3
CULV00325 | UK-0009 | Culvert, Concrete, 45.29 ft long | Culverts | RDG | RTF | FOS | OPERATING | 1
CULV00326 | UK-0009 | Culvert, Metal, 27.74 ft long | Culverts | RDG | RTF | FOS | OPERATING | 3
CULV00327 | UK-0009 | Culvert, Concrete, 26.46 ft long | Culverts | RDG | RTF | FOS | OPERATING | 3
CULV00328 | UK-0009 | Culvert, Metal, 51.9 ft long | Culverts | RDG | RTF | FOS | OPERATING | 3
CULV00329 | UK-0009 | Culvert, Metal, 59.56 ft long | Culverts | RDG | N/A | XSD | DECOMMISSIONED | 2
CULV00330 | UK-0009 | Culvert, Concrete, 68 ft long | Culverts | RDG | RTF | FOS | OPERATING | 3
CULV00331 | UK-0009 | Flume, 23.37 ft long | Culverts | RDG | RTF | FOS | OPERATING | 2
CULV00332 | UK-0009 | Flume, 28.52 ft long | Culverts | RDG | RTF | FOS | OPERATING | 2
CULV00333 | UK-0009 | Flume, 27.5 ft long | Culverts | RDG | RTF | FOS | OPERATING | 2
CULV00334 | UK-0009 | Flume, 30.34 ft long | Culverts | RDG | RTF | FOS | OPERATING | 2
CULV00335 | UK-0009 | Flume, 13.37 ft long | Culverts | RDG | RTF | FOS | OPERATING | 2
CULV00336 | UK-0009 | Culvert, Concrete, 74.83 ft long | Culverts | RDG | RTF | FOS | OPERATING | 3
CULV00337 | UK-0009 | Culvert, Concrete, 45.63 ft long | Culverts | RDG | RTF | FOS | OPERATING | 4
CULV00338 | UK-0009 | Culvert, 48.1 ft long | Culverts | RDG | RTF | FOS | OPERATING | 2
CULV00339 | UK-0009 | Culvert, Concrete, 56.12 ft long | Culverts | RDG | RTF | FOS | OPERATING | 2
CULV00340 | UK-0009 | 83.5 ft long | Culverts | RDG | N/A | NOS | MISSING | 2
CULV00341 | UK-0009 | Culvert, Concrete, 65.34 ft long | Culverts | RDG | RTF | FOS | OPERATING | 2
CULV00342 | UK-0009 | Culvert, Concrete, 48.95 ft long | Culverts | RDG | RTF | FOS | OPERATING | 3
CULV00343 | UK-0009 | Culvert, Concrete, 72.88 ft long | Culverts | RDG | RTF | FOS | OPERATING | 3
CULV00344 | UK-0009 | Culvert, Concrete, 73 ft long | Culverts | RDG | RTF | FOS | OPERATING | 4
CULV00345 | UK-0009 | Culvert, Concrete, 72.82 ft long | Culverts | RDG | RTF | FOS | OPERATING | 3
CULV00346 | UK-0009 | Culvert, Concrete, 72.8 ft long | Culverts | RDG | RTF | FOS | OPERATING | 3
CULV00347 | UK-0009 | Culvert, Concrete, 48.51 ft long | Culverts | RDG | RTF | FOS | OPERATING | 3
CULV00348 | UK-0009 | Culvert, Concrete, 72.77 ft long | Culverts | RDG | RTF | FOS | OPERATING | 3
CULV00349 | UK-0009 | Culvert, Concrete, 72.77 ft long | Culverts | RDG | RTF | FOS | OPERATING | 3
CULV00350 | UK-0009 | Culvert, Concrete, 79 ft long | Culverts | RDG | N/A | XSD | DECOMMISSIONED | 2
CULV00351 | UK-0009 | Culvert, Concrete, 48.34 ft long | Culverts | RDG | RTF | FOS | OPERATING | 3
CULV00352 | UK-0009 | Culvert, Concrete, 48.96 ft long | Culverts | RDG | RTF | FOS | OPERATING | 4
CULV00353 | UK-0009 | Culvert, Concrete, 105.49 ft long | Culverts | RDG | RTF | FOS | OPERATING | 3
CULV00354 | UK-0009 | Culvert, Concrete, 105.36 ft long | Culverts | RDG | RTF | FOS | OPERATING | 3
CULV00355 | UK-0009 | Culvert, Concrete, 105.18 ft long | Culverts | RDG | RTF | FOS | OPERATING | 3
CULV00356 | UK-0009 | Culvert, Concrete, 20.07 ft long | Culverts | RDG | RTF | FOS | OPERATING | 3
CULV00357 | UK-0009 | Culvert, Metal, 20.65 ft long | Culverts | RDG | N/A | XSD | DECOMMISSIONED | 2
CULV00358 | UK-0009 | Culvert, Concrete, 57.48 ft long | Culverts | RDG | RTF | FOS | OPERATING | 3
CULV00359 | UK-0009 | Culvert, Concrete, 48.59 ft long | Culverts | RDG | RTF | FOS | OPERATING | 3
CULV00360 | UK-0009 | Culvert, 123.39 ft long | Culverts | RDG | RTF | FOS | OPERATING | 2
CULV00361 | UK-0009 | Culvert, Concrete, 42.3 ft long | Culverts | RDG | RTF | FOS | OPERATING | 3
CULV00362 | UK-0009 | Culvert, Concrete, 73.67 ft long | Culverts | RDG | RTF | FOS | OPERATING | 3
CULV00363 | UK-0009 | Culvert, Concrete, 73.67 ft long | Culverts | RDG | RTF | FOS | OPERATING | 3
CULV00364 | UK-0009 | Culvert, Concrete, 73.67 ft long | Culverts | RDG | RTF | FOS | OPERATING | 3
CULV00365 | UK-0009 | Culvert, Concrete, 48.68 ft long | Culverts | RDG | RTF | FOS | OPERATING | 2
CULV00366 | UK-0009 | Culvert, Concrete, 64.66 ft long | Culverts | RDG | RTF | FOS | OPERATING | 4
CULV00367 | UK-0009 | Culvert, Concrete, 64.61 ft long | Culverts | RDG | RTF | FOS | OPERATING | 4
CULV00368 | UK-0009 | Culvert, Concrete, 64.44 ft long | Culverts | RDG | RTF | FOS | OPERATING | 3
CULV00369 | UK-0009 | Culvert, Metal, 74.5 ft long | Culverts | RDG | RTF | FOS | OPERATING | 1
CULV00370 | UK-0009 | Culvert, Concrete, 183.78 ft long | Culverts | RDG | RTF | FOS | OPERATING | 3
CULV00371 | UK-0009 | Culvert, Concrete, 183.78 ft long | Culverts | RDG | RTF | FOS | OPERATING | 3
CULV00372 | UK-0009 | Culvert, Concrete, 52.5 ft long | Culverts | RDG | RTF | FOS | OPERATING | 2
CULV00373 | UK-0009 | Culvert, Concrete, 72.69 ft long | Culverts | RDG | RTF | FOS | OPERATING | 3
CULV00374 | UK-0009 | Culvert, Concrete, 72.69 ft long | Culverts | RDG | RTF | FOS | OPERATING | 3
CULV00375 | UK-0009 | Culvert, Concrete, 72.69 ft long | Culverts | RDG | RTF | FOS | OPERATING | 3
CULV00376 | UK-0009 | Culvert, Metal, 42.14 ft long | Culverts | RDG | RTF | FOS | OPERATING | 3
CULV00377 | UK-0009 | 43.23 ft long | Culverts | RDG | RTF | FOS | OPERATING | 2
CULV00378 | UK-0009 | 41.28 ft long | Culverts | RDG | RTF | FOS | OPERATING | 2
CULV00379 | UK-0009 | Culvert, Concrete, 55.69 ft long | Culverts | RDG | RTF | FOS | OPERATING | 3
CULV00380 | UK-0009 | Culvert, Concrete, 40.54 ft long | Culverts | RDG | RTF | FOS | OPERATING | 3
CULV00381 | UK-0009 | Culvert, Concrete, 40.54 ft long | Culverts | RDG | RTF | FOS | OPERATING | 3
CULV00382 | UK-0009 | Culvert, Concrete, 40.54 ft long | Culverts | RDG | RTF | FOS | OPERATING | 3
CULV00383 | UK-0009 | Culvert, Concrete, 40.61 ft long | Culverts | RDG | RTF | FOS | OPERATING | 4
CULV00384 | UK-0009 | Culvert, Concrete, 41.01 ft long | Culverts | RDG | RTF | FOS | OPERATING | 4
CULV00385 | UK-0009 | Culvert, 52.16 ft long | Culverts | RDG | RTF | FOS | OPERATING | 2
CULV00386 | UK-0009 | Culvert, Concrete, 58.73 ft long | Culverts | RDG | RTF | FOS | OPERATING | 2
CULV00387 | UK-0009 | Culvert, Metal, 39.46 ft long | Culverts | RDG | RTF | FOS | OPERATING | 3
CULV00388 | UK-0009 | Culvert, Concrete, 88.53 ft long | Culverts | RDG | RTF | FOS | OPERATING | 3
CULV00389 | UK-0009 | Culvert, Concrete, 88.53 ft long | Culverts | RDG | RTF | FOS | OPERATING | 3
CULV00390 | UK-0009 | Culvert, Concrete, 88.53 ft long | Culverts | RDG | RTF | FOS | OPERATING | 3
CULV00391 | UK-0009 | Culvert, Concrete, 47.91 ft long | Culverts | RDG | RTF | FOS | OPERATING | 4
CULV00392 | UK-0009 | Culvert, Concrete, 59.89 ft long | Culverts | RDG | RTF | FOS | OPERATING | 5
CULV00393 | UK-0009 | 54.12 ft long | Culverts | RDG | RTF | FOS | OPERATING | 2
CULV00394 | UK-0009 | Culvert, Metal, 35.73 ft long | Culverts | RDG | RTF | FOS | OPERATING | 4
CULV00395 | UK-0009 | Culvert, Metal, 70.48 ft long | Culverts | RDG | RTF | FOS | OPERATING | 4
CULV00396 | UK-0009 | Culvert, Concrete, 62.86 ft long | Culverts | RDG | RTF | FOS | OPERATING | 2
CULV00397 | UK-0009 | Culvert, Concrete, 52.69 ft long | Culverts | RDG | RTF | FOS | OPERATING | 4
CULV00399 | UK-0009 | Flume, 14.82 ft long | Culverts | RDG | RTF | FOS | OPERATING | 2
CULV00400 | UK-0009 | Culvert, Metal, 51.06 ft long | Culverts | RDG | RTF | FOS | OPERATING | 5
CULV00407 | UK-0009 | Culvert, Metal, 31.44 ft long | Culverts | RDG | RTF | FOS | OPERATING | 4
CULV00416 | UK-0009 | Culvert, Concrete, 29.15 ft long | Culverts | RDG | RTF | FOS | OPERATING | 4
CULV00417 | UK-0009 | Culvert, Concrete, 29.36 ft long | Culverts | RDG | RTF | FOS | OPERATING | 4
CULV00420 | UK-0009 | Culvert, Concrete, 47.27 ft long | Culverts | RDG | RTF | FOS | OPERATING | 5
CULV00421 | UK-0009 | Culvert, Concrete, 52.77 ft long | Culverts | RDG | RTF | FOS | OPERATING | 4
CULV00429 | UK-0009 | Culvert, Concrete, 38.11 ft long | Culverts | RDG | RTF | FOS | OPERATING | 4
CULV00430 | UK-0009 | Culvert, Metal, 28.63 ft long | Culverts | RDG | RTF | FOS | OPERATING | 4
CULV00431 | UK-0009 | Culvert, Concrete, 37.89 ft long | Culverts | RDG | RTF | FOS | OPERATING | 4
CULV00432 | UK-0009 | Culvert, Concrete, 54.14 ft long | Culverts | RDG | RTF | FOS | OPERATING | 5
CULV00433 | UK-0009 | 146.1 ft long | Culverts | RDG | RTF | FOS | OPERATING | 2
CULV00434 | UK-0009 | Culvert, 71.33 ft long | Culverts | RDG | RTF | FOS | OPERATING | 3
CULV00435 | UK-0009 | Culvert, PVC, 36.58 ft long | Culverts | RDG | RTF | FOS | OPERATING | 3
CULV00436 | UK-0009 | Culvert, PVC, 27.3 ft long | Culverts | RDG | RTF | FOS | OPERATING | 4
CULV00437 | UK-0009 | Flume, 59.77 ft long | Culverts | RDG | RTF | FOS | OPERATING | 2
CULV00438 | UK-0009 | Flume, 15.88 ft long | Culverts | RDG | RTF | FOS | OPERATING | 2
CULV00439 | UK-0009 | Culvert, HDPE, 29.91 ft long | Culverts | RDG | RTF | FOS | OPERATING | 3
CULV00440 | UK-0009 | 35.56 ft long | Culverts | RDG | RTF | FOS | OPERATING | 2
CULV00441 | UK-0009 | Culvert, Concrete, 79.99 ft long | Culverts | RDG | RTF | FOS | OPERATING | 3
CULV00442 | UK-0009 | Culvert, Metal, 34.11 ft long | Culverts | RDG | RTF | FOS | OPERATING | 4
CULV00443 | UK-0009 | Culvert, Concrete, 73.55 ft long | Culverts | RDG | RTF | FOS | OPERATING | 3
CULV00445 | UK-0009 | Culvert, 55.22 ft long | Culverts | RDG | RTF | FOS | OPERATING | 1
CULV00446 | UK-0009 | Culvert, Concrete, 44.36 ft long | Culverts | RDG | RTF | FOS | OPERATING | 4
CULV00453 | UK-0009 | Culvert, Concrete, 112.99 ft long | Culverts | RDG | RTF | FOS | OPERATING | 2
CULV00455 | UK-0009 | Culvert, Metal, 31.3 ft long | Culverts | RDG | RTF | FOS | OPERATING | 4
CULV00456 | UK-0009 | Culvert, Concrete, 47.65 ft long | Culverts | RDG | RTF | FOS | OPERATING | 5
CULV00457 | UK-0009 | Culvert, Concrete, 47.57 ft long | Culverts | RDG | RTF | FOS | OPERATING | 5
CULV00458 | UK-0009 | Culvert, Concrete, 48.19 ft long | Culverts | RDG | RTF | FOS | OPERATING | 5
CULV00459 | UK-0009 | Culvert, 13.16 ft long | Culverts | RDG | RTF | FOS | OPERATING | 2
CULV00460 | UK-0009 | Culvert, 30.15 ft long | Culverts | RDG | RTF | FOS | OPERATING | 2
CULV00461 | UK-0009 | 25.1 ft long | Culverts | RDG | RTF | FOS | OPERATING | 2
CULV00462 | UK-0009 | 33.04 ft long | Culverts | RDG | RTF | FOS | OPERATING | 2
CULV00463 | UK-0009 | Culvert, Metal, 43.55 ft long | Culverts | RDG | RTF | FOS | OPERATING | 4
CULV00464 | UK-0009 | 33.02 ft long | Culverts | RDG | RTF | FOS | OPERATING | 2
CULV00465 | UK-0009 | 35.74 ft long | Culverts | RDG | RTF | FOS | OPERATING | 2
CULV00466 | UK-0009 | Culvert, Metal, 36.26 ft long | Culverts | RDG | RTF | FOS | OPERATING | 3
CULV00467 | UK-0009 | 29.33 ft long | Culverts | RDG | RTF | FOS | OPERATING | 2
CULV00468 | UK-0009 | 30.84 ft long | Culverts | RDG | RTF | FOS | OPERATING | 2
CULV00469 | UK-0009 | 48.5 ft long | Culverts | RDG | RTF | FOS | OPERATING | 2
CULV00470 | UK-0009 | 35.7 ft long | Culverts | RDG | RTF | FOS | OPERATING | 2
CULV00471 | UK-0009 | Culvert, Metal, 27.51 ft long | Culverts | RDG | RTF | FOS | OPERATING | 3
CULV00472 | UK-0009 | Culvert, Metal, 28.67 ft long | Culverts | RDG | RTF | FOS | OPERATING | 2
CULV00473 | UK-0009 | Culvert, Metal, 33.68 ft long | Culverts | RDG | RTF | FOS | OPERATING | 4
CULV00474 | UK-0009 | 34.6 ft long | Culverts | RDG | RTF | FOS | OPERATING | 2
CULV00475 | UK-0009 | Culvert, Metal, 45.6 ft long | Culverts | RDG | RTF | FOS | OPERATING | 3
CULV00476 | UK-0009 | 29.8 ft long | Culverts | RDG | RTF | FOS | OPERATING | 2
CULV00477 | UK-0009 | 31.84 ft long | Culverts | RDG | RTF | FOS | OPERATING | 2
CULV00478 | UK-0009 | Culvert, 41.44 ft long | Culverts | RDG | RTF | FOS | OPERATING | 2
CULV00479 | UK-0009 | 53.11 ft long | Culverts | RDG | RTF | FOS | OPERATING | 2
CULV00480 | UK-0009 | Culvert, HDPE, 58.52 ft long | Culverts | RDG | RTF | FOS | OPERATING | 4
CULV00481 | UK-0009 | 39.1 ft long | Culverts | RDG | RTF | FOS | OPERATING | 2
CULV00482 | UK-0009 | Culvert, 39.11 ft long | Culverts | RDG | RTF | FOS | OPERATING | 2
CULV00484 | UK-0009 | Culvert, Metal, 36.76 ft long | Culverts | RDG | RTF | FOS | OPERATING | 2
CULV00486 | UK-0009 | Culvert, Metal, 39.7 ft long | Culverts | RDG | RTF | FOS | OPERATING | 3
CULV00487 | UK-0009 | Culvert, Concrete, 48.38 ft long | Culverts | RDG | RTF | FOS | OPERATING | 3
CULV00489 | UK-0009 | 37.12 ft long | Culverts | RDG | RTF | FOS | OPERATING | 2
CULV00490 | UK-0009 | Culvert, Concrete, 41.84 ft long | Culverts | RDG | RTF | FOS | OPERATING | 4
CULV00491 | UK-0009 | Culvert, Concrete, 51.98 ft long | Culverts | RDG | RTF | FOS | OPERATING | 3
CULV00496 | UK-0009 | 64.58 ft long | Culverts | RDG | RTF | FOS | OPERATING | 2
CULV00497 | UK-0009 | Culvert, Concrete, 25.34 ft long | Culverts | RDG | RTF | FOS | OPERATING | 3
CULV00498 | UK-0009 | Culvert, Metal, 38.28 ft long | Culverts | RDG | RTF | FOS | OPERATING | 4
CULV00499 | UK-0009 | 42.93 ft long | Culverts | RDG | RTF | FOS | OPERATING | 2
CULV00500 | UK-0009 | 8.89 ft long | Culverts | RDG | RTF | FOS | OPERATING | 2
CULV00501 | UK-0009 | 14.67 ft long | Culverts | RDG | RTF | FOS | OPERATING | 2
CULV00502 | UK-0009 | Culvert, 25.8 ft long | Culverts | RDG | RTF | FOS | OPERATING | 2
CULV00503 | UK-0009 | Culvert, 26.12 ft long | Culverts | RDG | RTF | FOS | OPERATING | 2
CULV00504 | UK-0009 | 36.91 ft long | Culverts | RDG | RTF | FOS | OPERATING | 2
CULV00505 | UK-0009 | Culvert, Concrete, 32.3 ft long | Culverts | RDG | RTF | FOS | OPERATING | 2
CULV00506 | UK-0009 | Culvert, Concrete, 43.53 ft long | Culverts | RDG | RTF | FOS | OPERATING | 4
CULV00507 | UK-0009 | Culvert, HDPE, 19.77 ft long | Culverts | RDG | RTF | FOS | OPERATING | 4
CULV00508 | UK-0009 | Culvert, Concrete, 77.74 ft long | Culverts | RDG | RTF | FOS | OPERATING | 4
CULV00509 | UK-0009 | Culvert, 35.4 ft long | Culverts | RDG | RTF | FOS | OPERATING | 1
CULV00510 | UK-0009 | Culvert, Concrete, 74.34 ft long | Culverts | RDG | RTF | FOS | OPERATING | 2
CULV00511 | UK-0009 | Culvert, Concrete, 80.31 ft long | Culverts | RDG | RTF | FOS | OPERATING | 4
CULV00512 | UK-0009 | Metal, 17.06 ft long | Culverts | RDG | RTF | FOS | OPERATING | 2
CULV00513 | UK-0009 | Culvert, Concrete, 65.8 ft long | Culverts | RDG | RTF | FOS | OPERATING | 4
CULV00514 | UK-0009 | Culvert, Metal, 43.43 ft long | Culverts | RDG | RTF | FOS | OPERATING | 2
CULV00515 | UK-0009 | Culvert, Concrete, 71.61 ft long | Culverts | RDG | RTF | FOS | OPERATING | 4
CULV00516 | UK-0009 | Culvert, Concrete, 7.79 ft long | Culverts | RDG | RTF | FOS | OPERATING | 3
CULV00517 | UK-0009 | Culvert, Concrete, 56.08 ft long | Culverts | RDG | RTF | FOS | OPERATING | 4
CULV00518 | UK-0009 | Culvert, Concrete, 56.14 ft long | Culverts | RDG | RTF | FOS | OPERATING | 3
CULV00519 | UK-0009 | Culvert, PVC, 18.52 ft long | Culverts | RDG | RTF | FOS | OPERATING | 4
CULV00520 | UK-0009 | Culvert, Concrete, 64.37 ft long | Culverts | RDG | RTF | FOS | OPERATING | 4
CULV00521 | UK-0009 | Culvert, Metal, 33.65 ft long | Culverts | RDG | RTF | FOS | OPERATING | 3
CULV00522 | UK-0009 | Culvert, Metal, 32.18 ft long | Culverts | RDG | RTF | FOS | OPERATING | 3
CULV00523 | UK-0009 | Culvert, Metal, 32.79 ft long | Culverts | RDG | RTF | FOS | OPERATING | 3
CULV00524 | UK-0009 | Culvert, Metal, 46.27 ft long | Culverts | RDG | RTF | FOS | OPERATING | 3
CULV00525 | UK-0009 | Culvert, Concrete, 168.01 ft long | Culverts | RDG | RTF | FOS | OPERATING | 4
CULV00526 | UK-0009 | Flume, 33.82 ft long | Culverts | RDG | RTF | FOS | OPERATING | 2
CULV00527 | UK-0009 | Flume, 16.24 ft long | Culverts | RDG | RTF | FOS | OPERATING | 2
CULV00528 | UK-0009 | Culvert, Concrete, 192.7 ft long | Culverts | RDG | RTF | FOS | OPERATING | 4
CULV00529 | UK-0009 | Culvert, Concrete, 48.8 ft long | Culverts | RDG | RTF | FOS | OPERATING | 4
CULV00530 | UK-0009 | Culvert, Concrete, 48.62 ft long | Culverts | RDG | RTF | FOS | OPERATING | 3
CULV00531 | UK-0009 | Culvert, Concrete, 48.27 ft long | Culverts | RDG | RTF | FOS | OPERATING | 5
CULV00532 | UK-0009 | Culvert, 80.83 ft long | Culverts | RDG | RTF | FOS | OPERATING | 1
CULV00533 | UK-0009 | Culvert, HDPE, 69.25 ft long | Culverts | RDG | RTF | FOS | OPERATING | 2
CULV00534 | UK-0009 | Culvert, Metal, 48.62 ft long | Culverts | RDG | RTF | FOS | OPERATING | 1
CULV00535 | UK-0009 | Culvert, 58.2 ft long | Culverts | RDG | RTF | FOS | OPERATING | 3
CULV00536 | UK-0009 | Culvert, 58.06 ft long | Culverts | RDG | RTF | FOS | OPERATING | 3
CULV00537 | UK-0009 | Flume, 11.38 ft long | Culverts | RDG | RTF | FOS | OPERATING | 2
CULV00538 | UK-0009 | Flume, 24.62 ft long | Culverts | RDG | RTF | FOS | OPERATING | 2
CULV00539 | UK-0009 | Culvert, Metal, 67.45 ft long | Culverts | RDG | RTF | FOS | OPERATING | 4
CULV00540 | UK-0009 | Culvert, Metal, 67.5 ft long | Culverts | RDG | RTF | FOS | OPERATING | 4
CULV00541 | UK-0009 | 24.43 ft long | Culverts | RDG | RTF | FOS | OPERATING | 2
CULV00542 | UK-0009 | 37.49 ft long | Culverts | RDG | RTF | FOS | OPERATING | 2
CULV00543 | UK-0009 | Culvert, Metal, 37.48 ft long | Culverts | RDG | RTF | FOS | OPERATING | 3
CULV00544 | UK-0009 | Culvert, Metal, 42.72 ft long | Culverts | RDG | RTF | FOS | OPERATING | 3
CULV00545 | UK-0009 | 38.24 ft long | Culverts | RDG | RTF | FOS | OPERATING | 2
CULV00546 | UK-0009 | 39.44 ft long | Culverts | RDG | RTF | FOS | OPERATING | 2
CULV00547 | UK-0009 | Culvert, 112.76 ft long | Culverts | RDG | N/A | NOS | MISSING | 2
CULV00548 | UK-0009 | 114.43 ft long | Culverts | RDG | N/A | NOS | MISSING | 2
CULV00549 | UK-0009 | Culvert, HDPE, 20.44 ft long | Culverts | RDG | RTF | FOS | OPERATING | 3
CULV00550 | UK-0009 | Flume, 17.36 ft long | Culverts | RDG | RTF | FOS | OPERATING | 2
CULV00551 | UK-0009 | Culvert, Metal, 39.22 ft long | Culverts | RDG | RTF | FOS | OPERATING | 3
CULV00552 | UK-0009 | Culvert, Metal, 37.95 ft long | Culverts | RDG | RTF | FOS | OPERATING | 3
CULV00553 | UK-0009 | 64.56 ft long | Culverts | RDG | RTF | FOS | OPERATING | 2
CULV00554 | UK-0009 | 74.48 ft long | Culverts | RDG | RTF | FOS | OPERATING | 2
CULV00555 | UK-0009 | Culvert, Metal, 41.19 ft long | Culverts | RDG | RTF | FOS | OPERATING | 4
CULV00556 | UK-0009 | 32.64 ft long | Culverts | RDG | RTF | FOS | OPERATING | 2
CULV00557 | UK-0009 | Metal, 38.08 ft long | Culverts | RDG | RTF | FOS | OPERATING | 4
CULV00558 | UK-0009 | Culvert, HDPE, 54.21 ft long | Culverts | RDG | RTF | FOS | OPERATING | 4
CULV00559 | UK-0009 | Culvert, 47.76 ft long | Culverts | RDG | RTF | FOS | OPERATING | 2
CULV00560 | UK-0009 | Culvert, HDPE, 16.69 ft long | Culverts | RDG | RTF | FOS | OPERATING | 3
CULV00561 | UK-0009 | Culvert, Concrete, 15.95 ft long | Culverts | RDG | RTF | FOS | OPERATING | 4
CULV00562 | UK-0009 | Culvert, Metal, 153.98 ft long | Culverts | RDG | RTF | FOS | OPERATING | 2
CULV00563 | UK-0009 | Culvert, Metal, 31.5 ft long | Culverts | RDG | RTF | FOS | OPERATING | 4
CULV00565 | UK-0009 | Culvert, Concrete, 26.58 ft long | Culverts | RDG | RTF | FOS | OPERATING | 4
CULV00566 | UK-0009 | Culvert, 24.64 ft long | Culverts | RDG | N/A | XSD | DECOMMISSIONED | 2
CULV00567 | UK-0009 | Culvert, Other, 114.32 ft long | Culverts | RDG | RTF | FOS | OPERATING | 4
CULV00568 | UK-0009 | Culvert, Other, 113.16 ft long | Culverts | RDG | RTF | FOS | OPERATING | 4
CULV00570 | UK-0009 | 39.43 ft long | Culverts | RDG | RTF | FOS | OPERATING | 2
CULV00571 | UK-0009 | Culvert, HDPE, 115.55 ft long | Culverts | RDG | RTF | FOS | OPERATING | 4
CULV00572 | UK-0009 | Culvert, Concrete, 137.55 ft long | Culverts | RDG | RTF | FOS | OPERATING | 4
CULV00573 | UK-0009 | Culvert, Concrete, 41.13 ft long | Culverts | RDG | RTF | FOS | OPERATING | 4
CULV00574 | UK-0009 | Culvert, Concrete, 137.73 ft long | Culverts | RDG | RTF | FOS | OPERATING | 4
CULV00575 | UK-0009 | Culvert, Concrete, 137.65 ft long | Culverts | RDG | RTF | FOS | OPERATING | 4
CULV00576 | UK-0009 | Flume, 24.98 ft long | Culverts | RDG | RTF | FOS | OPERATING | 2
CULV00583 | UK-0009 | Culvert, Metal, 11.92 ft long | Culverts | RDG | RTF | FOS | OPERATING | 3
CULV00584 | UK-0009 | Culvert, 30.57 ft long | Culverts | RDG | RTF | FOS | OPERATING | 2
CULV00585 | UK-0009 | Culvert, 35.81 ft long | Culverts | RDG | RTF | FOS | OPERATING | 2
CULV00587 | UK-0009 | Culvert, Concrete, 20.95 ft long | Culverts | RDG | RTF | FOS | OPERATING | 4
CULV00588 | UK-0009 | Culvert, Concrete, 8.27 ft long | Culverts | RDG | RTF | FOS | OPERATING | 2
CULV00589 | UK-0009 | Culvert, Metal, 19.94 ft long | Culverts | RDG | RTF | FOS | OPERATING | 2
CULV00590 | UK-0009 | Culvert, Concrete, 18.24 ft long | Culverts | RDG | RTF | FOS | OPERATING | 3
CULV00591 | UK-0009 | Culvert, Concrete, 42.7 ft long | Culverts | RDG | RTF | FOS | OPERATING | 4
CULV00595 | UK-0009 | 35.81 ft long | Culverts | RDG | RTF | FOS | OPERATING | 2
CULV00596 | UK-0009 | 33.91 ft long | Culverts | RDG | RTF | FOS | OPERATING | 2
CULV00597 | UK-0009 | Culvert, Metal, 37.42 ft long | Culverts | RDG | RTF | FOS | OPERATING | 3
CULV00598 | UK-0009 | Culvert, Metal, 37.69 ft long | Culverts | RDG | RTF | FOS | OPERATING | 3
CULV00599 | UK-0009 | Culvert, Concrete, 44.59 ft long | Culverts | RDG | RTF | FOS | OPERATING | 4
CULV00600 | UK-0009 | 29.68 ft long | Culverts | RDG | RTF | FOS | OPERATING | 2
CULV00601 | UK-0009 | 32.78 ft long | Culverts | RDG | RTF | FOS | OPERATING | 2
CULV00602 | UK-0009 | Culvert, Metal, 27.9 ft long | Culverts | RDG | RTF | FOS | OPERATING | 3
CULV00603 | UK-0009 | Culvert, Metal, 28.14 ft long | Culverts | RDG | RTF | FOS | OPERATING | 3
CULV00605 | UK-0009 | 60.14 ft long | Culverts | RDG | RTF | FOS | OPERATING | 2
CULV00606 | UK-0009 | Culvert, Metal, 49.87 ft long | Culverts | RDG | RTF | FOS | OPERATING | 3
CULV00607 | UK-0009 | 68.62 ft long | Culverts | RDG | RTF | FOS | OPERATING | 2
CULV00608 | UK-0009 | 42.02 ft long | Culverts | RDG | RTF | FOS | OPERATING | 2
CULV00609 | UK-0009 | 42.11 ft long | Culverts | RDG | RTF | FOS | OPERATING | 2
CULV00610 | UK-0009 | Culvert, Metal, 29.96 ft long | Culverts | RDG | RTF | FOS | OPERATING | 2
CULV00611 | UK-0009 | Culvert, Metal, 44.41 ft long | Culverts | RDG | RTF | FOS | OPERATING | 3
CULV00612 | UK-0009 | Culvert, Metal, 35.12 ft long | Culverts | RDG | RTF | FOS | OPERATING | 2
CULV00613 | UK-0009 | Culvert, Metal, 44.41 ft long | Culverts | RDG | RTF | FOS | OPERATING | 2
CULV00614 | UK-0009 | Culvert, Metal, 33.54 ft long | Culverts | RDG | RTF | FOS | OPERATING | 3
CULV00615 | UK-0009 | Culvert, Metal, 33.64 ft long | Culverts | RDG | RTF | FOS | OPERATING | 3
CULV00616 | UK-0009 | Culvert, Metal, 35.17 ft long | Culverts | RDG | RTF | FOS | OPERATING | 2
CULV00617 | UK-0009 | Culvert, Metal, 33.6 ft long | Culverts | RDG | RTF | FOS | OPERATING | 3
CULV00618 | UK-0009 | Culvert, Metal, 37.43 ft long | Culverts | RDG | RTF | FOS | OPERATING | 2
CULV00619 | UK-0009 | Culvert, Metal, 29.64 ft long | Culverts | RDG | RTF | FOS | OPERATING | 1
CULV00620 | UK-0009 | Culvert, Metal, 31.6 ft long | Culverts | RDG | RTF | FOS | OPERATING | 3
CULV00621 | UK-0009 | Culvert, Metal, 36.53 ft long | Culverts | RDG | RTF | FOS | OPERATING | 3
CULV00622 | UK-0009 | Culvert, Metal, 36.59 ft long | Culverts | RDG | RTF | FOS | OPERATING | 2
CULV00623 | UK-0009 | Culvert, Metal, 30.02 ft long | Culverts | RDG | RTF | FOS | OPERATING | 2
CULV00625 | UK-0009 | Culvert, Metal, 40.14 ft long | Culverts | RDG | RTF | FOS | OPERATING | 2
CULV00626 | UK-0009 | Culvert, Metal, 34.92 ft long | Culverts | RDG | RTF | FOS | OPERATING | 3
CULV00627 | UK-0009 | Culvert, Metal, 34.58 ft long | Culverts | RDG | RTF | FOS | OPERATING | 3
CULV00629 | UK-0009 | Culvert, Metal, 32.31 ft long | Culverts | RDG | RTF | FOS | OPERATING | 2
CULV00632 | UK-0009 | Culvert, Metal, 39.35 ft long | Culverts | RDG | RTF | FOS | OPERATING | 3
CULV00633 | UK-0009 | Culvert, Metal, 39.39 ft long | Culverts | RDG | RTF | FOS | OPERATING | 3
CULV00634 | UK-0009 | 55.93 ft long | Culverts | RDG | RTF | FOS | OPERATING | 2
CULV00635 | UK-0009 | Culvert, Concrete, 110.88 ft long | Culverts | RDG | RTF | FOS | OPERATING | 1
CULV00636 | UK-0009 | 96.85 ft long | Culverts | RDG | RTF | FOS | OPERATING | 2
CULV00637 | UK-0009 | Culvert, Metal, 68.87 ft long | Culverts | RDG | RTF | FOS | OPERATING | 2
CULV00638 | UK-0009 | Culvert, Metal, 69.3 ft long | Culverts | RDG | RTF | FOS | OPERATING | 2
CULV00639 | UK-0009 | 68.52 ft long | Culverts | RDG | RTF | FOS | OPERATING | 2
CULV00640 | UK-0009 | Culvert, Metal, 78.14 ft long | Culverts | RDG | RTF | FOS | OPERATING | 3
CULV00641 | UK-0009 | Culvert, Metal, 76.72 ft long | Culverts | RDG | RTF | FOS | OPERATING | 3
CULV00642 | UK-0009 | Culvert, 39.56 ft long | Culverts | RDG | N/A | XSD | DECOMMISSIONED | 2
CULV00643 | UK-0009 | Culvert, Metal, 86.11 ft long | Culverts | RDG | RTF | FOS | OPERATING | 4
CULV00644 | UK-0009 | Culvert, 61.61 ft long | Culverts | RDG | RTF | FOS | OPERATING | 2
CULV00645 | UK-0009 | Culvert, 53.98 ft long | Culverts | RDG | RTF | FOS | OPERATING | 2
CULV00646 | UK-0009 | 39.63 ft long | Culverts | RDG | RTF | FOS | OPERATING | 2
CULV00647 | UK-0009 | Culvert, Metal, 66.2 ft long | Culverts | RDG | RTF | FOS | OPERATING | 3
CULV00648 | UK-0009 | Culvert, Metal, 47.71 ft long | Culverts | RDG | RTF | FOS | OPERATING | 3
CULV00649 | UK-0009 | Culvert, Metal, 46.88 ft long | Culverts | RDG | RTF | FOS | OPERATING | 3
CULV00650 | UK-0009 | Culvert, 57.13 ft long | Culverts | RDG | RTF | FOS | OPERATING | 2
CULV00651 | UK-0009 | Culvert, 57.12 ft long | Culverts | RDG | RTF | FOS | OPERATING | 2
CULV00652 | UK-0009 | Culvert, Concrete, 52.95 ft long | Culverts | RDG | RTF | FOS | OPERATING | 2
CULV00653 | UK-0009 | Culvert, Concrete, 52.49 ft long | Culverts | RDG | RTF | FOS | OPERATING | 2
CULV00654 | UK-0009 | Culvert, Concrete, 52.74 ft long | Culverts | RDG | RTF | FOS | OPERATING | 2
CULV00655 | UK-0009 | Culvert, Metal, 66.23 ft long | Culverts | RDG | RTF | FOS | OPERATING | 3
CULV00656 | UK-0009 | Culvert, Metal, 65.48 ft long | Culverts | RDG | RTF | FOS | OPERATING | 3
CULV00657 | UK-0009 | Culvert, Metal, 81.94 ft long | Culverts | RDG | RTF | FOS | OPERATING | 4
CULV00658 | UK-0009 | Culvert, Concrete, 31.51 ft long | Culverts | RDG | RTF | FOS | OPERATING | 3
CULV00659 | UK-0009 | Culvert, Concrete, 27.92 ft long | Culverts | RDG | RTF | FOS | OPERATING | 3
CULV00661 | UK-0009 | Culvert, 54.87 ft long | Culverts | RDG | RTF | FOS | OPERATING | 2
CULV00662 | UK-0009 | Culvert, 29.24 ft long | Culverts | RDG | RTF | FOS | OPERATING | 2
CULV00663 | UK-0009 | Culvert, HDPE, 13.82 ft long | Culverts | RDG | RTF | FOS | OPERATING | 2
CULV00664 | UK-0009 | Culvert, Concrete, 48.29 ft long | Culverts | RDG | RTF | FOS | OPERATING | 5
CULV00665 | UK-0009 | Culvert, Concrete, 56.13 ft long | Culverts | RDG | RTF | FOS | OPERATING | 1
CULV00666 | UK-0009 | 17.13 ft long | Culverts | RDG | RTF | FOS | OPERATING | 2
CULV00667 | UK-0009 | 41.35 ft long | Culverts | RDG | RTF | FOS | OPERATING | 2
CULV00668 | UK-0009 | Culvert, Concrete, 111.46 ft long | Culverts | RDG | RTF | FOS | OPERATING | 3
CULV00669 | UK-0009 | Culvert, Concrete, 112.5 ft long | Culverts | RDG | RTF | FOS | OPERATING | 4
CULV00670 | UK-0009 | Culvert, Concrete, 72.65 ft long | Culverts | RDG | RTF | FOS | OPERATING | 4
CULV00671 | UK-0009 | Culvert, Concrete, 73.07 ft long | Culverts | RDG | RTF | FOS | OPERATING | 4
CULV00672 | UK-0009 | Culvert, Metal, 14.31 ft long | Culverts | RDG | RTF | FOS | OPERATING | 2
CULV00673 | UK-0009 | Culvert, Concrete, 27.78 ft long | Culverts | RDG | RTF | FOS | OPERATING | 2
CULV00674 | UK-0009 | Culvert, Metal, 37.12 ft long | Culverts | RDG | RTF | FOS | OPERATING | 4
CULV00675 | UK-0009 | Culvert, Metal, 30.1 ft long | Culverts | RDG | RTF | FOS | OPERATING | 1
CULV00676 | UK-0009 | Culvert, Metal, 29.61 ft long | Culverts | RDG | RTF | FOS | OPERATING | 1
CULV00677 | UK-0009 | Culvert, Concrete, 48.44 ft long | Culverts | RDG | RTF | FOS | OPERATING | 4
CULV00678 | UK-0009 | Culvert, Concrete, 25.26 ft long | Culverts | RDG | RTF | FOS | OPERATING | 1
CULV00679 | UK-0009 | Culvert, Metal, 30.53 ft long | Culverts | RDG | RTF | FOS | OPERATING | 2
CULV00680 | UK-0009 | Culvert, Metal, 30.45 ft long | Culverts | RDG | RTF | FOS | OPERATING | 2
CULV00681 | UK-0009 | Culvert, Metal, 29.87 ft long | Culverts | RDG | RTF | FOS | OPERATING | 2
CULV00682 | UK-0009 | Culvert, Metal, 30.24 ft long | Culverts | RDG | RTF | FOS | OPERATING | 2
CULV00683 | UK-0009 | Culvert, Metal, 29.65 ft long | Culverts | RDG | RTF | FOS | OPERATING | 2
CULV00684 | UK-0009 | Culvert, Metal, 32.04 ft long | Culverts | RDG | RTF | FOS | OPERATING | 1
CULV00685 | UK-0009 | Flume, 10.31 ft long | Culverts | RDG | RTF | FOS | OPERATING | 2
CULV00686 | UK-0009 | Flume, 11.23 ft long | Culverts | RDG | RTF | FOS | OPERATING | 2
CULV00687 | UK-0009 | Culvert, Concrete, 63.14 ft long | Culverts | RDG | RTF | FOS | OPERATING | 4
CULV00688 | UK-0009 | 49.49 ft long | Culverts | RDG | RTF | FOS | OPERATING | 2
CULV00689 | UK-0009 | Flume, 14.1 ft long | Culverts | RDG | RTF | FOS | OPERATING | 2
CULV00690 | UK-0009 | Flume, 14.36 ft long | Culverts | RDG | RTF | FOS | OPERATING | 2
CULV00691 | UK-0009 | 42.01 ft long | Culverts | RDG | RTF | FOS | OPERATING | 2
CULV00692 | UK-0009 | Culvert, Metal, 55.31 ft long | Culverts | RDG | RTF | FOS | OPERATING | 3
CULV00693 | UK-0009 | Culvert, Metal, 45.09 ft long | Culverts | RDG | RTF | FOS | OPERATING | 3
CULV00694 | UK-0009 | Culvert, Metal, 43.41 ft long | Culverts | RDG | RTF | FOS | OPERATING | 3
CULV00695 | UK-0009 | 46.27 ft long | Culverts | RDG | RTF | FOS | OPERATING | 2
CULV00696 | UK-0009 | Culvert, 43.35 ft long | Culverts | RDG | RTF | FOS | OPERATING | 2
CULV00697 | UK-0009 | Culvert, 91.5 ft long | Culverts | RDG | N/A | NOS | MISSING | 2
CULV00698 | UK-0009 | Culvert, 89.04 ft long | Culverts | RDG | N/A | NOS | MISSING | 2
CULV00699 | UK-0009 | 105.83 ft long | Culverts | RDG | RTF | FOS | OPERATING | 2
CULV00700 | UK-0009 | Culvert, Metal, 43.24 ft long | Culverts | RDG | RTF | FOS | OPERATING | 3
CULV00701 | UK-0009 | Culvert, Metal, 49.46 ft long | Culverts | RDG | RTF | FOS | OPERATING | 3
CULV00702 | UK-0009 | 55.01 ft long | Culverts | RDG | RTF | FOS | OPERATING | 2
CULV00703 | UK-0009 | Culvert, 60.66 ft long | Culverts | RDG | RTF | FOS | OPERATING | 2
CULV00704 | UK-0009 | Culvert, Metal, 40.53 ft long | Culverts | RDG | RTF | FOS | OPERATING | 3
CULV00705 | UK-0009 | Culvert, Metal, 44.51 ft long | Culverts | RDG | RTF | FOS | OPERATING | 3
CULV00706 | UK-0009 | Culvert, Metal, 46.7 ft long | Culverts | RDG | RTF | FOS | OPERATING | 3
CULV00707 | UK-0009 | Culvert, Metal, 75.6 ft long | Culverts | RDG | RTF | FOS | OPERATING | 3
CULV00708 | UK-0009 | Culvert, Metal, 51.93 ft long | Culverts | RDG | RTF | FOS | OPERATING | 3
CULV00709 | UK-0009 | Culvert, Metal, 55.32 ft long | Culverts | RDG | RTF | FOS | OPERATING | 3
CULV00710 | UK-0009 | Culvert, Metal, 63.65 ft long | Culverts | RDG | RTF | FOS | OPERATING | 2
CULV00711 | UK-0009 | Culvert, Concrete, 44.93 ft long | Culverts | RDG | RTF | FOS | OPERATING | 5
CULV00712 | UK-0009 | Culvert, Concrete, 33.21 ft long | Culverts | RDG | RTF | FOS | OPERATING | 4
CULV00713 | UK-0009 | Culvert, Concrete, 64.82 ft long | Culverts | RDG | RTF | FOS | OPERATING | 4
CULV00714 | UK-0009 | 70.08 ft long | Culverts | RDG | RTF | FOS | OPERATING | 2
CULV00715 | UK-0009 | Culvert, 34 ft long | Culverts | RDG | RTF | FOS | OPERATING | 3
CULV00716 | UK-0009 | Culvert, Concrete, 41.35 ft long | Culverts | RDG | RTF | FOS | OPERATING | 4
CULV00717 | UK-0009 | Culvert, Concrete, 48.91 ft long | Culverts | RDG | RTF | FOS | OPERATING | 4
CULV00718 | UK-0009 | Culvert, Concrete, 70.06 ft long | Culverts | RDG | RTF | FOS | OPERATING | 3
CULV00719 | UK-0009 | Culvert, Metal, 30.05 ft long | Culverts | RDG | RTF | FOS | OPERATING | 3
CULV00720 | UK-0009 | Culvert, Concrete, 57.73 ft long | Culverts | RDG | RTF | FOS | OPERATING | 3
CULV00721 | UK-0009 | Concrete, 34.28 ft long | Culverts | RDG | N/A | NOS | MISSING | 3
CULV00722 | UK-0009 | Flume, 16.68 ft long | Culverts | RDG | RTF | FOS | OPERATING | 2
CULV00723 | UK-0009 | Culvert, Concrete, 73.76 ft long | Culverts | RDG | RTF | FOS | OPERATING | 3
CULV00724 | UK-0009 | Culvert, 58.45 ft long | Culverts | RDG | RTF | FOS | OPERATING | 2
CULV00725 | UK-0009 | Culvert, Metal, 35.95 ft long | Culverts | RDG | RTF | FOS | OPERATING | 1
CULV00726 | UK-0009 | Flume, 24.14 ft long | Culverts | RDG | RTF | FOS | OPERATING | 2
CULV00727 | UK-0009 | Culvert, Metal, 20.45 ft long | Culverts | RDG | RTF | FOS | OPERATING | 1
CULV00728 | UK-0009 | 22.31 ft long | Culverts | RDG | RTF | FOS | OPERATING | 2
CULV00729 | UK-0009 | 29.94 ft long | Culverts | RDG | RTF | FOS | OPERATING | 2
CULV00730 | UK-0009 | Culvert, Metal, 34.98 ft long | Culverts | RDG | RTF | FOS | OPERATING | 3
CULV00731 | UK-0009 | Culvert, Metal, 36.47 ft long | Culverts | RDG | RTF | FOS | OPERATING | 3
CULV00732 | UK-0009 | Culvert, Metal, 43.88 ft long | Culverts | RDG | RTF | FOS | OPERATING | 3
CULV00734 | UK-0009 | Culvert, Metal, 28.58 ft long | Culverts | RDG | RTF | FOS | OPERATING | 3
CULV00735 | UK-0009 | Culvert, Metal, 28.61 ft long | Culverts | RDG | RTF | FOS | OPERATING | 3
CULV00736 | UK-0009 | Culvert, Concrete, 104.31 ft long | Culverts | RDG | RTF | FOS | OPERATING | 1
CULV00738 | UK-0009 | 72.5 ft long | Culverts | RDG | RTF | FOS | OPERATING | 2
CULV00739 | UK-0009 | Culvert, Metal, 49.92 ft long | Culverts | RDG | RTF | FOS | OPERATING | 4
CULV00743 | UK-0009 | Flume, 24.56 ft long | Culverts | RDG | RTF | FOS | OPERATING | 2
CULV00744 | UK-0009 | Flume, 16.16 ft long | Culverts | RDG | RTF | FOS | OPERATING | 2
CULV00745 | UK-0009 | Flume, 27.09 ft long | Culverts | RDG | RTF | FOS | OPERATING | 2
CULV00746 | UK-0009 | Flume, 21.42 ft long | Culverts | RDG | RTF | FOS | OPERATING | 2
CULV00747 | UK-0009 | Flume, 24.01 ft long | Culverts | RDG | RTF | FOS | OPERATING | 2
CULV00748 | UK-0009 | Flume, 17.27 ft long | Culverts | RDG | RTF | FOS | OPERATING | 2
CULV00749 | UK-0009 | Flume, 21.6 ft long | Culverts | RDG | RTF | FOS | OPERATING | 2
CULV00750 | UK-0009 | Culvert, 88.91 ft long | Culverts | RDG | RTF | FOS | OPERATING | 2
CULV00751 | UK-0009 | Culvert, Concrete, 138.04 ft long | Culverts | RDG | RTF | FOS | OPERATING | 4
CULV00752 | UK-0009 | Flume, 13.05 ft long | Culverts | RDG | RTF | FOS | OPERATING | 2
CULV00753 | UK-0009 | Flume, 13.36 ft long | Culverts | RDG | RTF | FOS | OPERATING | 2
CULV00754 | UK-0009 | Flume, 12.44 ft long | Culverts | RDG | RTF | FOS | OPERATING | 2
CULV00755 | UK-0009 | Culvert, Concrete, 60.76 ft long | Culverts | RDG | RTF | FOS | OPERATING | 4
CULV00756 | UK-0009 | Culvert, Concrete, 37.61 ft long | Culverts | RDG | RTF | FOS | OPERATING | 3
CULV00757 | UK-0009 | Culvert, Metal, 116.21 ft long | Culverts | RDG | RTF | FOS | OPERATING | 3
CULV00758 | UK-0009 | Culvert, HDPE, 49.68 ft long | Culverts | RDG | RTF | FOS | OPERATING | 3
CULV00759 | UK-0009 | Culvert, HDPE, 49.94 ft long | Culverts | RDG | RTF | FOS | OPERATING | 4
CULV00760 | UK-0009 | Culvert, Concrete, 41.86 ft long | Culverts | RDG | RTF | FOS | OPERATING | 4
CULV00761 | UK-0009 | Culvert, Metal, 56.27 ft long | Culverts | RDG | RTF | FOS | OPERATING | 3
CULV00762 | UK-0009 | Culvert, Concrete, 33.58 ft long | Culverts | RDG | RTF | FOS | OPERATING | 4
CULV00763 | UK-0009 | Flume, 18.9 ft long | Culverts | RDG | RTF | FOS | OPERATING | 2
CULV00764 | UK-0009 | Culvert, Concrete, 16.7 ft long | Culverts | RDG | RTF | FOS | OPERATING | 4
CULV00765 | UK-0009 | Flume, 10.55 ft long | Culverts | RDG | RTF | FOS | OPERATING | 2
CULV00766 | UK-0009 | Culvert, Concrete, 19.96 ft long | Culverts | RDG | RTF | FOS | OPERATING | 4
CULV00767 | UK-0009 | Flume, 11.81 ft long | Culverts | RDG | RTF | FOS | OPERATING | 2
CULV00768 | UK-0009 | Flume, 50.75 ft long | Culverts | RDG | RTF | FOS | OPERATING | 2
CULV00769 | UK-0009 | Flume, 47.31 ft long | Culverts | RDG | RTF | FOS | OPERATING | 2
CULV00770 | UK-0009 | Flume, 17.82 ft long | Culverts | RDG | RTF | FOS | OPERATING | 2
CULV00771 | UK-0009 | Culvert, Concrete, 80.34 ft long | Culverts | RDG | RTF | FOS | OPERATING | 4
CULV00772 | UK-0009 | Flume, 18.4 ft long | Culverts | RDG | RTF | FOS | OPERATING | 2
CULV00773 | UK-0009 | Flume, 19.16 ft long | Culverts | RDG | RTF | FOS | OPERATING | 2
CULV00774 | UK-0009 | Culvert, 19.05 ft long | Culverts | RDG | RTF | FOS | OPERATING | 2
CULV00775 | UK-0009 | Culvert, PVC, 23.04 ft long | Culverts | RDG | RTF | FOS | OPERATING | 3
CULV00776 | UK-0009 | Culvert, PVC, 23.04 ft long | Culverts | RDG | RTF | FOS | OPERATING | 4
CULV00777 | UK-0009 | Flume, 14.29 ft long | Culverts | RDG | RTF | FOS | OPERATING | 2
CULV00778 | UK-0009 | Culvert, Metal, 72.74 ft long | Culverts | RDG | RTF | FOS | OPERATING | 3
CULV00779 | UK-0009 | 45.44 ft long | Culverts | RDG | RTF | FOS | OPERATING | 2
CULV00780 | UK-0009 | Flume, 25.74 ft long | Culverts | RDG | RTF | FOS | OPERATING | 2
CULV00781 | UK-0009 | Flume, 47.95 ft long | Culverts | RDG | RTF | FOS | OPERATING | 4
CULV00782 | UK-0009 | Flume, 31.95 ft long | Culverts | RDG | RTF | FOS | OPERATING | 2
CULV00783 | UK-0009 | Flume, 30.05 ft long | Culverts | RDG | RTF | FOS | OPERATING | 2
CULV00784 | UK-0009 | Flume, 24.85 ft long | Culverts | RDG | RTF | FOS | OPERATING | 2
CULV00785 | UK-0009 | Flume, 22.61 ft long | Culverts | RDG | RTF | FOS | OPERATING | 2
CULV00786 | UK-0009 | Flume, 26.98 ft long | Culverts | RDG | RTF | FOS | OPERATING | 2
CULV00787 | UK-0009 | Flume, 26.39 ft long | Culverts | RDG | RTF | FOS | OPERATING | 2
CULV00788 | UK-0009 | Culvert, Concrete, 88.36 ft long | Culverts | RDG | RTF | FOS | OPERATING | 4
CULV00789 | UK-0009 | Flume, 13.7 ft long | Culverts | RDG | RTF | FOS | OPERATING | 2
CULV00790 | UK-0009 | Culvert, 19.37 ft long | Culverts | RDG | RTF | FOS | OPERATING | 2
CULV00791 | UK-0009 | Flume, 20.43 ft long | Culverts | RDG | RTF | FOS | OPERATING | 2
CULV00792 | UK-0009 | Flume, 16.61 ft long | Culverts | RDG | RTF | FOS | OPERATING | 2
CULV00793 | UK-0009 | Culvert, Concrete, 76.71 ft long | Culverts | RDG | RTF | FOS | OPERATING | 4
CULV00794 | UK-0009 | Flume, 16.99 ft long | Culverts | RDG | RTF | FOS | OPERATING | 2
CULV00795 | UK-0009 | Culvert, Concrete, 34.22 ft long | Culverts | RDG | RTF | FOS | OPERATING | 4
CULV00796 | UK-0009 | Culvert, Concrete, 34.22 ft long | Culverts | RDG | RTF | FOS | OPERATING | 4
CULV00797 | UK-0009 | Culvert, Concrete, 89.36 ft long | Culverts | RDG | RTF | FOS | OPERATING | 4
CULV00798 | UK-0009 | Culvert, HDPE, 80.32 ft long | Culverts | RDG | RTF | FOS | OPERATING | 4
CULV00799 | UK-0009 | Culvert, Concrete, 61.54 ft long | Culverts | RDG | RTF | FOS | OPERATING | 4
CULV00800 | UK-0009 | Flume, 18.62 ft long | Culverts | RDG | RTF | FOS | OPERATING | 2
CULV00801 | UK-0009 | Flume, 11.9 ft long | Culverts | RDG | RTF | FOS | OPERATING | 2
CULV00802 | UK-0009 | Flume, 31.24 ft long | Culverts | RDG | RTF | FOS | OPERATING | 2
CULV00803 | UK-0009 | Flume, 5.1 ft long | Culverts | RDG | RTF | FOS | OPERATING | 2
CULV00804 | UK-0009 | Culvert, Concrete, 103.1 ft long | Culverts | RDG | RTF | FOS | OPERATING | 4
CULV00805 | UK-0009 | Flume, 21.11 ft long | Culverts | RDG | RTF | FOS | OPERATING | 2
CULV00806 | UK-0009 | Flume, 21.32 ft long | Culverts | RDG | RTF | FOS | OPERATING | 2
CULV00807 | UK-0009 | Flume, 14.22 ft long | Culverts | RDG | RTF | FOS | OPERATING | 2
CULV00808 | UK-0009 | Flume, 19.2 ft long | Culverts | RDG | RTF | FOS | OPERATING | 2
CULV00809 | UK-0009 | Culvert, HDPE, 63.08 ft long | Culverts | RDG | RTF | FOS | OPERATING | 4
CULV00810 | UK-0009 | Flume, 16.21 ft long | Culverts | RDG | RTF | FOS | OPERATING | 2
CULV00811 | UK-0009 | Flume, 13.96 ft long | Culverts | RDG | RTF | FOS | OPERATING | 2
CULV00812 | UK-0009 | Culvert, Concrete, 71.52 ft long | Culverts | RDG | RTF | FOS | OPERATING | 3
CULV00813 | UK-0009 | Culvert, 160.29 ft long | Culverts | RDG | RTF | FOS | OPERATING | 4
CULV00814 | UK-0009 | Culvert, Concrete, 101.12 ft long | Culverts | RDG | RTF | FOS | OPERATING | 4
CULV00815 | UK-0009 | Culvert, Concrete, 64.83 ft long | Culverts | RDG | RTF | FOS | OPERATING | 3
CULV00816 | UK-0009 | 44.7 ft long | Culverts | RDG | RTF | FOS | OPERATING | 2
CULV00817 | UK-0009 | 40.12 ft long | Culverts | RDG | RTF | FOS | OPERATING | 2
CULV00818 | UK-0009 | Flume, 13.57 ft long | Culverts | RDG | RTF | FOS | OPERATING | 2
CULV00819 | UK-0009 | Flume, 12.48 ft long | Culverts | RDG | RTF | FOS | OPERATING | 2
CULV00820 | UK-0009 | Flume, 13.9 ft long | Culverts | RDG | RTF | FOS | OPERATING | 2
CULV00821 | UK-0009 | Culvert, Concrete, 46.47 ft long | Culverts | RDG | RTF | FOS | OPERATING | 4
CULV00822 | UK-0009 | Culvert, Concrete, 29.91 ft long | Culverts | RDG | RTF | FOS | OPERATING | 4
CULV00824 | UK-0009 | Culvert, Concrete, 61.68 ft long | Culverts | RDG | RTF | FOS | OPERATING | 3
CULV00825 | UK-0009 | Culvert, Concrete, 92.49 ft long | Culverts | RDG | RTF | FOS | OPERATING | 3
CULV00826 | UK-0009 | Culvert, Concrete, 29.69 ft long | Culverts | RDG | RTF | FOS | OPERATING | 5
CULV00827 | UK-0009 | Culvert, Concrete, 49.73 ft long | Culverts | RDG | RTF | FOS | OPERATING | 4
CULV00829 | UK-0009 | Culvert, Concrete, 33.1 ft long | Culverts | RDG | RTF | FOS | OPERATING | 4
CULV00839 | UK-0009 | Culvert, Concrete, 35.61 ft long | Culverts | RDG | RTF | FOS | OPERATING | 4
CULV00840 | UK-0009 | Culvert, Metal, 29.2 ft long | Culverts | RDG | RTF | FOS | OPERATING | 1
CULV00841 | UK-0009 | Culvert, Concrete, 20.08 ft long | Culverts | RDG | RTF | FOS | OPERATING | 4
CULV00842 | UK-0009 | Culvert, HDPE, 20.67 ft long | Culverts | RDG | RTF | FOS | OPERATING | 3
CULV00843 | UK-0009 | Flume, Concrete, 11.96 ft long | Culverts | RDG | RTF | FOS | OPERATING | 4
CULV00844 | UK-0009 | Culvert, Concrete, 40.44 ft long | Culverts | RDG | RTF | FOS | OPERATING | 4
CULV00845 | UK-0009 | Culvert, 20.04 ft long | Culverts | RDG | RTF | FOS | OPERATING | 2
CULV00846 | UK-0009 | Culvert, 156.76 ft long | Culverts | RDG | RTF | FOS | OPERATING | 2
CULV00847 | UK-0009 | Culvert, Metal, 34.2 ft long | Culverts | RDG | RTF | FOS | OPERATING | 3
CULV00848 | UK-0009 | Culvert, Metal, 20.3 ft long | Culverts | RDG | RTF | FOS | OPERATING | 3
CULV00849 | UK-0009 | 19.69 ft long | Culverts | RDG | RTF | FOS | OPERATING | 2
CULV00850 | UK-0009 | Culvert, Metal, 33.26 ft long | Culverts | RDG | RTF | FOS | OPERATING | 4
CULV00851 | UK-0009 | Culvert, Metal, 20.3 ft long | Culverts | RDG | RTF | FOS | OPERATING | 3
CULV00852 | UK-0009 | 23.08 ft long | Culverts | RDG | RTF | FOS | OPERATING | 2
CULV00853 | UK-0009 | Culvert, Metal, 30.76 ft long | Culverts | RDG | RTF | FOS | OPERATING | 4
CULV00854 | UK-0009 | Culvert, Other, 22.11 ft long | Culverts | RDG | RTF | FOS | OPERATING | 2
CULV00855 | UK-0009 | Culvert, Concrete, 41.1 ft long | Culverts | RDG | RTF | FOS | OPERATING | 3
CULV00857 | UK-0009 | Culvert, 43.84 ft long | Culverts | RDG | RTF | FOS | OPERATING | 2
CULV00858 | UK-0009 | Culvert, 41.7 ft long | Culverts | RDG | RTF | FOS | OPERATING | 2
CULV00859 | UK-0009 | Culvert, Metal, 33.22 ft long | Culverts | RDG | RTF | FOS | OPERATING | 3
CULV00860 | UK-0009 | Culvert, 34.64 ft long | Culverts | RDG | RTF | FOS | OPERATING | 2
CULV00861 | UK-0009 | Culvert, Metal, 36.59 ft long | Culverts | RDG | RTF | FOS | OPERATING | 3
CULV00862 | UK-0009 | Flume, Metal, 34.06 ft long | Culverts | RDG | RTF | FOS | OPERATING | 3
CULV00863 | UK-0009 | Culvert, Metal, 38.1 ft long | Culverts | RDG | RTF | FOS | OPERATING | 3
CULV00864 | UK-0009 | Culvert, Metal, 32.26 ft long | Culverts | RDG | RTF | FOS | OPERATING | 4
CULV00865 | UK-0009 | Culvert, Metal, 47.64 ft long | Culverts | RDG | RTF | FOS | OPERATING | 3
CULV00866 | UK-0009 | Culvert, Metal, 47.1 ft long | Culverts | RDG | RTF | FOS | OPERATING | 3
CULV00867 | UK-0009 | Culvert, Metal, 36.74 ft long | Culverts | RDG | RTF | FOS | OPERATING | 3
CULV00868 | UK-0009 | Culvert, 36.3 ft long | Culverts | RDG | RTF | FOS | OPERATING | 2
CULV00869 | UK-0009 | Culvert, Metal, 34.26 ft long | Culverts | RDG | RTF | FOS | OPERATING | 2
CULV00870 | UK-0009 | Culvert, Metal, 34.26 ft long | Culverts | RDG | RTF | FOS | OPERATING | 3
CULV00871 | UK-0009 | Culvert, Metal, 46.42 ft long | Culverts | RDG | RTF | FOS | OPERATING | 3
CULV00872 | UK-0009 | Culvert, Metal, 46.99 ft long | Culverts | RDG | RTF | FOS | OPERATING | 3
CULV00873 | UK-0009 | Culvert, Metal, 34.31 ft long | Culverts | RDG | RTF | FOS | OPERATING | 3
CULV00874 | UK-0009 | Culvert, Metal, 35.32 ft long | Culverts | RDG | RTF | FOS | OPERATING | 3
CULV00875 | UK-0009 | Culvert, Metal, 37.77 ft long | Culverts | RDG | RTF | FOS | OPERATING | 3
CULV00878 | UK-0009 | Culvert, Metal, 34.26 ft long | Culverts | RDG | RTF | FOS | OPERATING | 2
CULV00879 | UK-0009 | Culvert, Concrete, 34.26 ft long | Culverts | RDG | RTF | FOS | OPERATING | 2
CULV00880 | UK-0009 | 32.56 ft long | Culverts | RDG | RTF | FOS | OPERATING | 2
CULV00881 | UK-0009 | 36.41 ft long | Culverts | RDG | RTF | FOS | OPERATING | 2
CULV00882 | UK-0009 | Culvert, Metal, 38.37 ft long | Culverts | RDG | RTF | FOS | OPERATING | 4
CULV00883 | UK-0009 | Culvert, Metal, 38 ft long | Culverts | RDG | RTF | FOS | OPERATING | 3
CULV00884 | UK-0009 | Culvert, Metal, 37.41 ft long | Culverts | RDG | RTF | FOS | OPERATING | 4
CULV00885 | UK-0009 | Culvert, Metal, 35.32 ft long | Culverts | RDG | RTF | FOS | OPERATING | 3
CULV00886 | UK-0009 | Culvert, Metal, 34.45 ft long | Culverts | RDG | RTF | FOS | OPERATING | 3
CULV00887 | UK-0009 | Culvert, Metal, 34.3 ft long | Culverts | RDG | RTF | FOS | OPERATING | 3
CULV00888 | UK-0009 | Culvert, Metal, 34.1 ft long | Culverts | RDG | RTF | FOS | OPERATING | 3
CULV00889 | UK-0009 | Culvert, Metal, 40.06 ft long | Culverts | RDG | RTF | FOS | OPERATING | 2
CULV00890 | UK-0009 | Culvert, Metal, 39.35 ft long | Culverts | RDG | RTF | FOS | OPERATING | 3
CULV00891 | UK-0009 | Culvert, Metal, 43.35 ft long | Culverts | RDG | RTF | FOS | OPERATING | 3
CULV00892 | UK-0009 | 31.01 ft long | Culverts | RDG | RTF | FOS | OPERATING | 2
CULV00893 | UK-0009 | 32.74 ft long | Culverts | RDG | RTF | FOS | OPERATING | 2
CULV00894 | UK-0009 | Culvert, Metal, 34.3 ft long | Culverts | RDG | RTF | FOS | OPERATING | 3
CULV00895 | UK-0009 | Culvert, Metal, 34.86 ft long | Culverts | RDG | RTF | FOS | OPERATING | 4
CULV00896 | UK-0009 | Culvert, Metal, 33.08 ft long | Culverts | RDG | RTF | FOS | OPERATING | 4
CULV00897 | UK-0009 | Culvert, Metal, 33.97 ft long | Culverts | RDG | RTF | FOS | OPERATING | 4
CULV00898 | UK-0009 | Culvert, Metal, 34.79 ft long | Culverts | RDG | RTF | FOS | OPERATING | 4
CULV00899 | UK-0009 | 51.75 ft long | Culverts | RDG | RTF | FOS | OPERATING | 2
CULV00900 | UK-0009 | Culvert, Metal, 38.25 ft long | Culverts | RDG | RTF | FOS | OPERATING | 3
CULV00901 | UK-0009 | Culvert, Metal, 30.23 ft long | Culverts | RDG | RTF | FOS | OPERATING | 4
CULV00902 | UK-0009 | Culvert, Metal, 32.6 ft long | Culverts | RDG | RTF | FOS | OPERATING | 4
CULV00903 | UK-0009 | Culvert, Metal, 41.24 ft long | Culverts | RDG | RTF | FOS | OPERATING | 2
CULV00904 | UK-0009 | Culvert, Metal, 50.1 ft long | Culverts | RDG | RTF | FOS | OPERATING | 3
CULV00905 | UK-0009 | Culvert, Metal, 44.13 ft long | Culverts | RDG | RTF | FOS | OPERATING | 3
CULV00906 | UK-0009 | 46.98 ft long | Culverts | RDG | RTF | FOS | OPERATING | 2
CULV00907 | UK-0009 | 43.21 ft long | Culverts | RDG | RTF | FOS | OPERATING | 2
CULV00908 | UK-0009 | Culvert, Metal, 34.53 ft long | Culverts | RDG | RTF | FOS | OPERATING | 3
CULV00909 | UK-0009 | Culvert, Metal, 36.85 ft long | Culverts | RDG | RTF | FOS | OPERATING | 2
CULV00910 | UK-0009 | Culvert, Metal, 42.24 ft long | Culverts | RDG | RTF | FOS | OPERATING | 4
CULV00911 | UK-0009 | Culvert, Metal, 40.75 ft long | Culverts | RDG | RTF | FOS | OPERATING | 3
CULV00912 | UK-0009 | Culvert, Metal, 36.58 ft long | Culverts | RDG | RTF | FOS | OPERATING | 2
CULV00913 | UK-0009 | Culvert, Metal, 43.74 ft long | Culverts | RDG | RTF | FOS | OPERATING | 2
CULV00914 | UK-0009 | Culvert, Metal, 35.98 ft long | Culverts | RDG | RTF | FOS | OPERATING | 3
CULV00915 | UK-0009 | Culvert, Metal, 36.2 ft long | Culverts | RDG | RTF | FOS | OPERATING | 3
CULV00916 | UK-0009 | Culvert, Metal, 58.52 ft long | Culverts | RDG | RTF | FOS | OPERATING | 2
CULV00917 | UK-0009 | Culvert, Metal, 31.79 ft long | Culverts | RDG | RTF | FOS | OPERATING | 2
CULV00918 | UK-0009 | Culvert, Metal, 38.76 ft long | Culverts | RDG | RTF | FOS | OPERATING | 4
CULV00919 | UK-0009 | 29.93 ft long | Culverts | RDG | RTF | FOS | OPERATING | 2
CULV00920 | UK-0009 | Culvert, Metal, 35.13 ft long | Culverts | RDG | RTF | FOS | OPERATING | 3
CULV00921 | UK-0009 | Culvert, Metal, 46.31 ft long | Culverts | RDG | RTF | FOS | OPERATING | 2
CULV00922 | UK-0009 | Culvert, Metal, 41.16 ft long | Culverts | RDG | RTF | FOS | OPERATING | 2
CULV00923 | UK-0009 | Culvert, Metal, 35.85 ft long | Culverts | RDG | RTF | FOS | OPERATING | 4
CULV00924 | UK-0009 | Culvert, Metal, 34.3 ft long | Culverts | RDG | RTF | FOS | OPERATING | 3
CULV00925 | UK-0009 | Culvert, Metal, 31.01 ft long | Culverts | RDG | RTF | FOS | OPERATING | 3
CULV00926 | UK-0009 | 53.93 ft long | Culverts | RDG | RTF | FOS | OPERATING | 2
CULV00929 | UK-0009 | Culvert, Concrete, 52.87 ft long | Culverts | RDG | RTF | FOS | OPERATING | 3
CULV00930 | UK-0009 | Culvert, Concrete, 50.88 ft long | Culverts | RDG | RTF | FOS | OPERATING | 3
CULV00931 | UK-0009 | Culvert, Concrete, 48.67 ft long | Culverts | RDG | RTF | FOS | OPERATING | 3
CULV00932 | UK-0009 | Culvert, Concrete, 52.15 ft long | Culverts | RDG | RTF | FOS | OPERATING | 3
CULV00933 | UK-0009 | Culvert, Concrete, 36.52 ft long | Culverts | RDG | RTF | FOS | OPERATING | 2
CULV00934 | UK-0009 | Culvert, Concrete, 24.2 ft long | Culverts | RDG | RTF | FOS | OPERATING | 2
CULV00935 | UK-0009 | Culvert, Concrete, 41.8 ft long | Culverts | RDG | RTF | FOS | OPERATING | 1
CULV00936 | UK-0009 | Culvert, Concrete, 35.47 ft long | Culverts | RDG | RTF | FOS | OPERATING | 2
CULV00937 | UK-0009 | Culvert, Concrete, 44.82 ft long | Culverts | RDG | RTF | FOS | OPERATING | 4
CULV00938 | UK-0009 | Culvert, Metal, 20.19 ft long | Culverts | RDG | RTF | FOS | OPERATING | 1
CULV00939 | UK-0009 | Culvert, Concrete, 50.22 ft long | Culverts | RDG | RTF | FOS | OPERATING | 4
CULV00940 | UK-0009 | Culvert, HDPE, 33.66 ft long | Culverts | RDG | RTF | FOS | OPERATING | 3
CULV00941 | UK-0009 | Culvert, Concrete, 41.46 ft long | Culverts | RDG | RTF | FOS | OPERATING | 3
CULV00942 | UK-0009 | Culvert, Concrete, 35.48 ft long | Culverts | RDG | RTF | FOS | OPERATING | 2
CULV00943 | UK-0009 | 65.48 ft long | Culverts | RDG | RTF | FOS | OPERATING | 2
CULV00944 | UK-0009 | 26.8 ft long | Culverts | RDG | RTF | FOS | OPERATING | 2
CULV00945 | UK-0009 | 9.58 ft long | Culverts | RDG | RTF | FOS | OPERATING | 2
CULV00946 | UK-0009 | 19.04 ft long | Culverts | RDG | RTF | FOS | OPERATING | 2
CULV00947 | UK-0009 | Culvert, Concrete, 75.49 ft long | Culverts | RDG | RTF | FOS | OPERATING | 3
CULV00948 | UK-0009 | Culvert, Concrete, 57.04 ft long | Culverts | RDG | RTF | FOS | OPERATING | 2
CULV00949 | UK-0009 | Culvert, Concrete, 47.21 ft long | Culverts | RDG | RTF | FOS | OPERATING | 3
CULV00950 | UK-0009 | Culvert, Concrete, 62.93 ft long | Culverts | RDG | RTF | FOS | OPERATING | 3
CULV00951 | UK-0009 | Culvert, Metal, 14.36 ft long | Culverts | RDG | RTF | FOS | OPERATING | 4
CULV00952 | UK-0009 | Culvert, Metal, 13.61 ft long | Culverts | RDG | RTF | FOS | OPERATING | 3
CULV00953 | UK-0009 | 21.19 ft long | Culverts | RDG | RTF | FOS | OPERATING | 2
CULV00954 | UK-0009 | Culvert, Metal, 21.19 ft long | Culverts | RDG | RTF | FOS | OPERATING | 2
CULV00955 | UK-0009 | Culvert, Concrete, 53.01 ft long | Culverts | RDG | RTF | FOS | OPERATING | 4
CULV00956 | UK-0009 | Culvert, Metal, 18.97 ft long | Culverts | RDG | RTF | FOS | OPERATING | 3
CULV00957 | UK-0009 | Culvert, Concrete, 63.54 ft long | Culverts | RDG | RTF | FOS | OPERATING | 4
CULV00958 | UK-0009 | 51.88 ft long | Culverts | RDG | RTF | FOS | OPERATING | 2
CULV00959 | UK-0009 | Culvert, 60.89 ft long | Culverts | RDG | RTF | FOS | OPERATING | 1
CULV00960 | UK-0009 | 32.09 ft long | Culverts | RDG | N/A | NOS | MISSING | 2
CULV00961 | UK-0009 | Culvert, Metal, 29.91 ft long | Culverts | RDG | RTF | FOS | OPERATING | 3
CULV00962 | UK-0009 | Culvert, Metal, 29.02 ft long | Culverts | RDG | RTF | FOS | OPERATING | 3
CULV00963 | UK-0009 | Culvert, Metal, 28.86 ft long | Culverts | RDG | RTF | FOS | OPERATING | 3
CULV00964 | UK-0009 | Culvert, Metal, 29.21 ft long | Culverts | RDG | RTF | FOS | OPERATING | 4
CULV00965 | UK-0009 | Culvert, Metal, 37.34 ft long | Culverts | RDG | RTF | FOS | OPERATING | 3
CULV00966 | UK-0009 | Culvert, Metal, 40.18 ft long | Culverts | RDG | RTF | FOS | OPERATING | 4
CULV00967 | UK-0009 | Culvert, 37.24 ft long | Culverts | RDG | RTF | FOS | OPERATING | 2
CULV00968 | UK-0009 | Culvert, Metal, 30.8 ft long | Culverts | RDG | RTF | FOS | OPERATING | 4
CULV00969 | UK-0009 | Culvert, Metal, 30.88 ft long | Culverts | RDG | RTF | FOS | OPERATING | 4
CULV00970 | UK-0009 | Culvert, Metal, 34.95 ft long | Culverts | RDG | RTF | FOS | OPERATING | 4
CULV00971 | UK-0009 | Culvert, Metal, 37.03 ft long | Culverts | RDG | RTF | FOS | OPERATING | 3
CULV00972 | UK-0009 | Culvert, Metal, 37.69 ft long | Culverts | RDG | RTF | FOS | OPERATING | 3
CULV00973 | UK-0009 | Culvert, Metal, 34.87 ft long | Culverts | RDG | RTF | FOS | OPERATING | 3
CULV00974 | UK-0009 | Culvert, Metal, 35.74 ft long | Culverts | RDG | RTF | FOS | OPERATING | 3
CULV00975 | UK-0009 | Culvert, Metal, 36.87 ft long | Culverts | RDG | RTF | FOS | OPERATING | 3
CULV00976 | UK-0009 | Culvert, Metal, 36.85 ft long | Culverts | RDG | RTF | FOS | OPERATING | 3
CULV00977 | UK-0009 | Culvert, Metal, 26.18 ft long | Culverts | RDG | RTF | FOS | OPERATING | 3
CULV00978 | UK-0009 | Culvert, Metal, 40.96 ft long | Culverts | RDG | RTF | FOS | OPERATING | 2
CULV00979 | UK-0009 | Culvert, Metal, 29.04 ft long | Culverts | RDG | RTF | FOS | OPERATING | 3
CULV00980 | UK-0009 | Culvert, Metal, 41.13 ft long | Culverts | RDG | RTF | FOS | OPERATING | 3
CULV00981 | UK-0009 | 26.68 ft long | Culverts | RDG | RTF | FOS | OPERATING | 2
CULV00982 | UK-0009 | 41.18 ft long | Culverts | RDG | RTF | FOS | OPERATING | 2
CULV00983 | UK-0009 | Culvert, Metal, 29.04 ft long | Culverts | RDG | RTF | FOS | OPERATING | 3
CULV00984 | UK-0009 | Culvert, Metal, 30.47 ft long | Culverts | RDG | RTF | FOS | OPERATING | 3
CULV00985 | UK-0009 | Culvert, Metal, 25.99 ft long | Culverts | RDG | RTF | FOS | OPERATING | 3
CULV00986 | UK-0009 | Culvert, Metal, 101.59 ft long | Culverts | RDG | RTF | FOS | OPERATING | 1
CULV00987 | UK-0009 | Culvert, Metal, 39.2 ft long | Culverts | RDG | RTF | FOS | OPERATING | 3
CULV00988 | UK-0009 | Culvert, Metal, 40 ft long | Culverts | RDG | RTF | FOS | OPERATING | 2
CULV00989 | UK-0009 | Culvert, Metal, 83.53 ft long | Culverts | RDG | RTF | FOS | OPERATING | 1
CULV00990 | UK-0009 | Culvert, Metal, 60.89 ft long | Culverts | RDG | RTF | FOS | OPERATING | 1
CULV00991 | UK-0009 | Culvert, Other, 78.23 ft long | Culverts | RDG | RTF | FOS | OPERATING | 1
CULV00992 | UK-0009 | Culvert, 26.97 ft long | Culverts | RDG | N/A | XSD | DECOMMISSIONED | 2
CULV00993 | UK-0009 | Culvert, Concrete, 57.29 ft long | Culverts | RDG | RTF | FOS | OPERATING | 3
CULV00994 | UK-0009 | Culvert, Concrete, 73.47 ft long | Culverts | RDG | RTF | FOS | OPERATING | 3
CULV00995 | UK-0009 | Culvert, Concrete, 73.98 ft long | Culverts | RDG | RTF | FOS | OPERATING | 3
CULV00996 | UK-0009 | Culvert, Concrete, 40.44 ft long | Culverts | RDG | RTF | FOS | OPERATING | 3
CULV00997 | UK-0009 | Culvert, Concrete, 40.55 ft long | Culverts | RDG | RTF | FOS | OPERATING | 3
CULV00998 | UK-0009 | 20.14 ft long | Culverts | RDG | RTF | FOS | OPERATING | 2
CULV00999 | UK-0009 | Culvert, Concrete, 42.62 ft long | Culverts | RDG | RTF | FOS | OPERATING | 3
CULV01000 | UK-0009 | Culvert, Concrete, 42.64 ft long | Culverts | RDG | RTF | FOS | OPERATING | 3
CULV01001 | UK-0009 | Culvert, Concrete, 30.6 ft long | Culverts | RDG | RTF | FOS | OPERATING | 2
CULV01002 | UK-0009 | Culvert, Concrete, 30.7 ft long | Culverts | RDG | RTF | FOS | OPERATING | 2
CULV01003 | UK-0009 | Culvert, Metal, 97.97 ft long | Culverts | RDG | RTF | FOS | OPERATING | 2
CULV01004 | UK-0009 | Culvert, Concrete, 64.25 ft long | Culverts | RDG | RTF | FOS | OPERATING | 5
CULV01005 | UK-0009 | Culvert, Concrete, 64.62 ft long | Culverts | RDG | RTF | FOS | OPERATING | 5
CULV01006 | UK-0009 | Flume, 18.79 ft long | Culverts | RDG | RTF | FOS | OPERATING | 2
CULV01007 | UK-0009 | Flume, 15.21 ft long | Culverts | RDG | RTF | FOS | OPERATING | 2
CULV01008 | UK-0009 | Flume, 16.25 ft long | Culverts | RDG | RTF | FOS | OPERATING | 2
CULV01009 | UK-0009 | Culvert, Concrete, 43.33 ft long | Culverts | RDG | N/A | XSD | DECOMMISSIONED | 3
CULV01010 | UK-0009 | Culvert, Concrete, 62.25 ft long | Culverts | RDG | RTF | FOS | OPERATING | 5
CULV01011 | UK-0009 | Culvert, Concrete, 73.32 ft long | Culverts | RDG | RTF | FOS | OPERATING | 3
CULV01012 | UK-0009 | Culvert, Concrete, 43.72 ft long | Culverts | RDG | RTF | FOS | OPERATING | 5
CULV01013 | UK-0009 | Culvert, Metal, 35.06 ft long | Culverts | RDG | RTF | FOS | OPERATING | 3
CULV01014 | UK-0009 | Culvert, Concrete, 56.55 ft long | Culverts | RDG | RTF | FOS | OPERATING | 3
CULV01015 | UK-0009 | Culvert, Metal, 15.87 ft long | Culverts | RDG | RTF | FOS | OPERATING | 3
CULV01016 | UK-0009 | Culvert, Concrete, 48.23 ft long | Culverts | RDG | RTF | FOS | OPERATING | 4
CULV01017 | UK-0009 | Culvert, Concrete, 67.76 ft long | Culverts | RDG | RTF | FOS | OPERATING | 2
CULV01018 | UK-0009 | Culvert, Concrete, 69.57 ft long | Culverts | RDG | RTF | FOS | OPERATING | 4
CULV01019 | UK-0009 | Culvert, Concrete, 31.87 ft long | Culverts | RDG | RTF | FOS | OPERATING | 5
CULV01020 | UK-0009 | Culvert, Concrete, 81.69 ft long | Culverts | RDG | RTF | FOS | OPERATING | 3
CULV01021 | UK-0009 | Culvert, Concrete, 63.34 ft long | Culverts | RDG | RTF | FOS | OPERATING | 3
CULV01022 | UK-0009 | Culvert, Concrete, 72.95 ft long | Culverts | RDG | RTF | FOS | OPERATING | 3
CULV01023 | UK-0009 | 23.47 ft long | Culverts | RDG | RTF | FOS | OPERATING | 2
CULV01024 | UK-0009 | Culvert, Metal, 23.98 ft long | Culverts | RDG | RTF | FOS | OPERATING | 2
CULV01025 | UK-0009 | Culvert, Metal, 16.96 ft long | Culverts | RDG | RTF | FOS | OPERATING | 4
CULV01026 | UK-0009 | Culvert, Metal, 39.53 ft long | Culverts | RDG | RTF | FOS | OPERATING | 3
CULV01027 | UK-0009 | Culvert, Metal, 61.69 ft long | Culverts | RDG | RTF | FOS | OPERATING | 4
CULV01028 | UK-0009 | Culvert, Concrete, 35.75 ft long | Culverts | RDG | RTF | FOS | OPERATING | 3
CULV01029 | UK-0009 | Culvert, Concrete, 16.76 ft long | Culverts | RDG | RTF | FOS | OPERATING | 1
CULV01030 | UK-0009 | Culvert, Concrete, 102.22 ft long | Culverts | RDG | RTF | FOS | OPERATING | 3
CULV01031 | UK-0009 | 258.84 ft long | Culverts | RDG | RTF | FOS | OPERATING | 2
CULV01032 | UK-0009 | 180.36 ft long | Culverts | RDG | RTF | FOS | OPERATING | 2
CULV01033 | UK-0009 | Culvert, Concrete, 109.2 ft long | Culverts | RDG | RTF | FOS | OPERATING | 3
CULV01034 | UK-0009 | Culvert, Metal, 37.61 ft long | Culverts | RDG | RTF | FOS | OPERATING | 3
CULV01035 | UK-0009 | 27.46 ft long | Culverts | RDG | RTF | FOS | OPERATING | 2
CULV01036 | UK-0009 | Culvert, Concrete, 72.82 ft long | Culverts | RDG | RTF | FOS | OPERATING | 3
CULV01037 | UK-0009 | Culvert, Concrete, 52.49 ft long | Culverts | RDG | RTF | FOS | OPERATING | 3
CULV01038 | UK-0009 | Culvert, Concrete, 89.97 ft long | Culverts | RDG | RTF | FOS | OPERATING | 3
CULV01039 | UK-0009 | Culvert, Metal, 40.22 ft long | Culverts | RDG | RTF | FOS | OPERATING | 5
CULV01040 | UK-0009 | Culvert, Concrete, 57.07 ft long | Culverts | RDG | RTF | FOS | OPERATING | 4
CULV01041 | UK-0009 | Culvert, Concrete, 132.13 ft long | Culverts | RDG | RTF | FOS | OPERATING | 3
CULV01042 | UK-0009 | Culvert, Metal, 29.07 ft long | Culverts | RDG | RTF | FOS | OPERATING | 2
CULV01043 | UK-0009 | Culvert, Metal, 36.34 ft long | Culverts | RDG | RTF | FOS | OPERATING | 3
CULV01044 | UK-0009 | Culvert, Concrete, 79.99 ft long | Culverts | RDG | RTF | FOS | OPERATING | 3
CULV01045 | UK-0009 | Culvert, Concrete, 43.2 ft long | Culverts | RDG | RTF | FOS | OPERATING | 3
CULV01046 | UK-0009 | Culvert, Concrete, 112.81 ft long | Culverts | RDG | RTF | FOS | OPERATING | 3
CULV01047 | UK-0009 | Culvert, Concrete, 81.19 ft long | Culverts | RDG | RTF | FOS | OPERATING | 3
CULV01048 | UK-0009 | Culvert, Concrete, 73.35 ft long | Culverts | RDG | RTF | FOS | OPERATING | 4
CULV01049 | UK-0009 | Culvert, 131.65 ft long | Culverts | RDG | N/A | NOS | MISSING | 2
CULV01050 | UK-0009 | Culvert, Concrete, 48.43 ft long | Culverts | RDG | RTF | FOS | OPERATING | 4
CULV01051 | UK-0009 | Culvert, Concrete, 65.13 ft long | Culverts | RDG | RTF | FOS | OPERATING | 4
CULV01052 | UK-0009 | Flume, 8.18 ft long | Culverts | RDG | RTF | FOS | OPERATING | 2
CULV01053 | UK-0009 | Culvert, Concrete, 18.91 ft long | Culverts | RDG | RTF | FOS | OPERATING | 4
CULV01054 | UK-0009 | Culvert, Metal, 40.16 ft long | Culverts | RDG | RTF | FOS | OPERATING | 3
CULV01055 | UK-0009 | Culvert, Metal, 38.77 ft long | Culverts | RDG | RTF | FOS | OPERATING | 2
CULV01056 | UK-0009 | Culvert, Concrete, 73.65 ft long | Culverts | RDG | RTF | FOS | OPERATING | 4
CULV01057 | UK-0009 | Culvert, Concrete, 55.25 ft long | Culverts | RDG | RTF | FOS | OPERATING | 2
CULV01058 | UK-0009 | Culvert, Concrete, 81.43 ft long | Culverts | RDG | RTF | FOS | OPERATING | 3
CULV01059 | UK-0009 | Culvert, Concrete, 40.94 ft long | Culverts | RDG | RTF | FOS | OPERATING | 2
CULV01060 | UK-0009 | Culvert, Concrete, 61.22 ft long | Culverts | RDG | RTF | FOS | OPERATING | 4
CULV01061 | UK-0009 | Flume, 12.75 ft long | Culverts | RDG | RTF | FOS | OPERATING | 2
CULV01062 | UK-0009 | Flume, 19.59 ft long | Culverts | RDG | RTF | FOS | OPERATING | 2
CULV01063 | UK-0009 | Flume, 19.97 ft long | Culverts | RDG | RTF | FOS | OPERATING | 2
CULV01064 | UK-0009 | Flume, 13.76 ft long | Culverts | RDG | RTF | FOS | OPERATING | 2
CULV01065 | UK-0009 | Culvert, Concrete, 34.22 ft long | Culverts | RDG | RTF | FOS | OPERATING | 4
CULV01066 | UK-0009 | Culvert, Concrete, 79.78 ft long | Culverts | RDG | RTF | FOS | OPERATING | 4
CULV01067 | UK-0009 | Flume, 8.85 ft long | Culverts | RDG | RTF | FOS | OPERATING | 2
CULV01068 | UK-0009 | Flume, Metal, 18.78 ft long | Culverts | RDG | RTF | FOS | OPERATING | 2
CULV01069 | UK-0009 | Culvert, Concrete, 40.23 ft long | Culverts | RDG | RTF | FOS | OPERATING | 3
CULV01070 | UK-0009 | Culvert, Metal, 30.65 ft long | Culverts | RDG | RTF | FOS | OPERATING | 4
CULV01073 | UK-0009 | Flume, 11.9 ft long | Culverts | RDG | RTF | FOS | OPERATING | 2
CULV01074 | UK-0009 | Flume, 13.62 ft long | Culverts | RDG | RTF | FOS | OPERATING | 2
CULV01075 | UK-0009 | Flume, 14 ft long | Culverts | RDG | RTF | FOS | OPERATING | 2
CULV01076 | UK-0009 | Flume, 7.1 ft long | Culverts | RDG | RTF | FOS | OPERATING | 2
CULV01077 | UK-0009 | Flume, 5.76 ft long | Culverts | RDG | RTF | FOS | OPERATING | 2
CULV01078 | UK-0009 | Flume, 4.53 ft long | Culverts | RDG | RTF | FOS | OPERATING | 2
CULV01079 | UK-0009 | Flume, 12.91 ft long | Culverts | RDG | RTF | FOS | OPERATING | 2
CULV01080 | UK-0009 | Flume, 13.54 ft long | Culverts | RDG | RTF | FOS | OPERATING | 2
CULV01081 | UK-0009 | Flume, 9.08 ft long | Culverts | RDG | RTF | FOS | OPERATING | 2
CULV01096 | UK-0009 | Flume, 22.56 ft long | Culverts | RDG | RTF | FOS | OPERATING | 2
CULV01097 | UK-0009 | Culvert, Metal, 52.03 ft long | Culverts | RDG | RTF | FOS | OPERATING | 4
CULV01098 | UK-0009 | Culvert, 33.08 ft long | Culverts | RDG | RTF | FOS | OPERATING | 2
CULV01099 | UK-0009 | Culvert, Metal, 27.06 ft long | Culverts | RDG | RTF | FOS | OPERATING | 2
CULV01100 | UK-0009 | Culvert, Concrete, 60.91 ft long | Culverts | RDG | RTF | FOS | OPERATING | 4
CULV01102 | UK-0009 | Culvert, Concrete, 82.78 ft long | Culverts | RDG | RTF | FOS | OPERATING | 4
CULV01103 | UK-0009 | Culvert, Concrete, 40.59 ft long | Culverts | RDG | RTF | FOS | OPERATING | 4
CULV01110 | UK-0009 | Culvert, 19.8 ft long | Culverts | RDG | RTF | FOS | OPERATING | 2
CULV01111 | UK-0009 | Culvert, 21.8 ft long | Culverts | RDG | RTF | FOS | OPERATING | 4
CULV01112 | UK-0009 | Culvert, Concrete, 105.5 ft long | Culverts | RDG | RTF | FOS | OPERATING | 3
CULV01113 | UK-0009 | Culvert, Concrete, 46.53 ft long | Culverts | RDG | RTF | FOS | OPERATING | 4
CULV01116 | UK-0009 | Flume, 29.56 ft long | Culverts | RDG | RTF | FOS | OPERATING | 2
CULV01117 | UK-0009 | Culvert, Metal, 26.52 ft long | Culverts | RDG | RTF | FOS | OPERATING | 4
CULV01118 | UK-0009 | Culvert, Concrete, 245.17 ft long | Culverts | RDG | RTF | FOS | OPERATING | 3
CULV01119 | UK-0009 | Culvert, Concrete, 127.94 ft long | Culverts | RDG | RTF | FOS | OPERATING | 3
CULV01120 | UK-0009 | Flume, Concrete, 5.76 ft long | Culverts | RDG | RTF | FOS | OPERATING | 2
CULV01121 | UK-0009 | Flume, 106.46 ft long | Culverts | RDG | RTF | FOS | OPERATING | 2
CULV01122 | UK-0009 | Flume, 15.17 ft long | Culverts | RDG | RTF | FOS | OPERATING | 2
CULV01123 | UK-0009 | Culvert, 54.64 ft long | Culverts | RDG | RTF | FOS | OPERATING | 4
CULV01124 | UK-0009 | Culvert, Concrete, 39.35 ft long | Culverts | RDG | RTF | FOS | OPERATING | 3
CULV01125 | UK-0009 | Culvert, Concrete, 161.37 ft long | Culverts | RDG | RTF | FOS | OPERATING | 4
CULV01126 | UK-0009 | Culvert, PVC, 11.64 ft long | Culverts | RDG | RTF | FOS | OPERATING | 4
CULV01127 | UK-0009 | Culvert, HDPE, 11 ft long | Culverts | RDG | RTF | FOS | OPERATING | 4
CULV01128 | UK-0009 | Flume, 38.07 ft long | Culverts | RDG | RTF | FOS | OPERATING | 2
CULV01129 | UK-0009 | Flume, 7.18 ft long | Culverts | RDG | RTF | FOS | OPERATING | 2
CULV01130 | UK-0009 | Flume, 9.07 ft long | Culverts | RDG | RTF | FOS | OPERATING | 2
CULV01131 | UK-0009 | Flume, 33.67 ft long | Culverts | RDG | RTF | FOS | OPERATING | 2
CULV01132 | UK-0009 | Flume, 30.43 ft long | Culverts | RDG | RTF | FOS | OPERATING | 2
CULV01133 | UK-0009 | 11.3 ft long | Culverts | RDG | RTF | FOS | OPERATING | 2
CULV01134 | UK-0009 | Flume, 16.9 ft long | Culverts | RDG | RTF | FOS | OPERATING | 2
CULV01135 | UK-0009 | Culvert, Concrete, 24.3 ft long | Culverts | RDG | RTF | FOS | OPERATING | 4
CULV01136 | UK-0009 | Flume, 14.57 ft long | Culverts | RDG | RTF | FOS | OPERATING | 2
CULV01137 | UK-0009 | 61.98 ft long | Culverts | RDG | RTF | FOS | OPERATING | 2
CULV01138 | UK-0009 | Culvert, Concrete, 42.51 ft long | Culverts | RDG | RTF | FOS | OPERATING | 5
CULV01139 | UK-0009 | Culvert, Concrete, 70.29 ft long | Culverts | RDG | RTF | FOS | OPERATING | 4
CULV01140 | UK-0009 | Culvert, Metal, 43.96 ft long | Culverts | RDG | RTF | FOS | OPERATING | 3
CULV01141 | UK-0009 | Culvert, HDPE, 62.45 ft long | Culverts | RDG | RTF | FOS | OPERATING | 4
CULV01142 | UK-0009 | Flume, 13.05 ft long | Culverts | RDG | RTF | FOS | OPERATING | 2
CULV01143 | UK-0009 | Flume, 18.88 ft long | Culverts | RDG | RTF | FOS | OPERATING | 2
CULV01144 | UK-0009 | Flume, 19.74 ft long | Culverts | RDG | RTF | FOS | OPERATING | 3
CULV01145 | UK-0009 | Culvert, Concrete, 63.49 ft long | Culverts | RDG | RTF | FOS | OPERATING | 3
CULV01146 | UK-0009 | Culvert, HDPE, 40.43 ft long | Culverts | RDG | RTF | FOS | OPERATING | 3
CULV01147 | UK-0009 | Culvert, Concrete, 60.78 ft long | Culverts | RDG | RTF | FOS | OPERATING | 4
CULV01148 | UK-0009 | Culvert, Concrete, 53.14 ft long | Culverts | RDG | RTF | FOS | OPERATING | 4
CULV01149 | UK-0009 | Culvert, Concrete, 43.5 ft long | Culverts | RDG | RTF | FOS | OPERATING | 2
CULV01151 | UK-0009 | Flume, Concrete, 94.4 ft long | Culverts | RDG | RTF | FOS | OPERATING | 3
CULV01152 | UK-0009 | Flume, 5.5 ft long | Culverts | RDG | RTF | FOS | OPERATING | 2
CULV01157 | UK-0009 | Culvert, Metal, 54.53 ft long | Culverts | RDG | RTF | FOS | OPERATING | 3
CULV01158 | UK-0009 | Culvert, Metal, 54.53 ft long | Culverts | RDG | RTF | FOS | OPERATING | 3
CULV01166 | UK-0009 | Culvert, Concrete, 152.99 ft long | Culverts | RDG | RTF | FOS | OPERATING | 3
CULV01167 | UK-0009 | Culvert, Concrete, 53.36 ft long | Culverts | RDG | RTF | FOS | OPERATING | 4
CULV01168 | UK-0009 | Culvert, Concrete, 59.97 ft long | Culverts | RDG | RTF | FOS | OPERATING | 4
CULV01169 | UK-0009 | Culvert, 215.2 ft long | Culverts | RDG | RTF | FOS | OPERATING | 2
CULV01170 | UK-0009 | Culvert, Concrete, 59.85 ft long | Culverts | RDG | RTF | FOS | OPERATING | 2
CULV01174 | UK-0009 | Culvert, Metal, 33.15 ft long | Culverts | RDG | RTF | FOS | OPERATING | 1
CULV01180 | UK-0009 | Flume, 30.76 ft long | Culverts | RDG | RTF | FOS | OPERATING | 2
CULV01181 | UK-0009 | Culvert, Metal, 24.06 ft long | Culverts | RDG | RTF | FOS | OPERATING | 4
CULV01182 | UK-0009 | Flume, 15.28 ft long | Culverts | RDG | RTF | FOS | OPERATING | 4
CULV01183 | UK-0009 | Culvert, Metal, 32.29 ft long | Culverts | RDG | RTF | FOS | OPERATING | 2
CULV01185 | UK-0009 | Flume, 29.97 ft long | Culverts | RDG | RTF | FOS | OPERATING | 2
CULV01187 | UK-0009 | Culvert, Metal, 40.28 ft long | Culverts | RDG | RTF | FOS | OPERATING | 3
CULV01188 | UK-0009 | Culvert, Metal, 33.71 ft long | Culverts | RDG | RTF | FOS | OPERATING | 4
CULV01189 | UK-0009 | Culvert, Metal, 27.41 ft long | Culverts | RDG | RTF | FOS | OPERATING | 4
CULV01190 | UK-0009 | Culvert, Metal, 50.87 ft long | Culverts | RDG | RTF | FOS | OPERATING | 4
CULV01191 | UK-0009 | Culvert, Metal, 28.39 ft long | Culverts | RDG | RTF | FOS | OPERATING | 4
CULV01192 | UK-0009 | Culvert, Metal, 31.68 ft long | Culverts | RDG | RTF | FOS | OPERATING | 3
CULV01193 | UK-0009 | Culvert, Metal, 31.37 ft long | Culverts | RDG | RTF | FOS | OPERATING | 4
CULV01194 | UK-0009 | Culvert, Metal, 28.14 ft long | Culverts | RDG | RTF | FOS | OPERATING | 3
CULV01195 | UK-0009 | Culvert, Concrete, 55.78 ft long | Culverts | RDG | RTF | FOS | OPERATING | 3
CULV01196 | UK-0009 | Flume, 15.14 ft long | Culverts | RDG | RTF | FOS | OPERATING | 2
CULV01197 | UK-0009 | Flume, 6.45 ft long | Culverts | RDG | RTF | FOS | OPERATING | 2
CULV01198 | UK-0009 | Culvert, Concrete, 48.35 ft long | Culverts | RDG | RTF | FOS | OPERATING | 4
CULV01199 | UK-0009 | Flume, 6.6 ft long | Culverts | RDG | RTF | FOS | OPERATING | 2
CULV01200 | UK-0009 | Flume, 58.4 ft long | Culverts | RDG | RTF | FOS | OPERATING | 2
CULV01201 | UK-0009 | Culvert, Concrete, 65.94 ft long | Culverts | RDG | RTF | FOS | OPERATING | 3
CULV01202 | UK-0009 | Culvert, Metal, 46.9 ft long | Culverts | RDG | RTF | FOS | OPERATING | 1
CULV01203 | UK-0009 | Culvert, Concrete, 39.04 ft long | Culverts | RDG | RTF | FOS | OPERATING | 4
CULV01204 | UK-0009 | Culvert, Concrete, 65.26 ft long | Culverts | RDG | RTF | FOS | OPERATING | 4
CULV01205 | UK-0009 | Culvert, Concrete, 50.69 ft long | Culverts | RDG | RTF | FOS | OPERATING | 3
CULV01206 | UK-0009 | Flume, 8.87 ft long | Culverts | RDG | RTF | FOS | OPERATING | 2
CULV01207 | UK-0009 | Flume, Concrete, 23.77 ft long | Culverts | RDG | RTF | FOS | OPERATING | 5
CULV01208 | UK-0009 | 19.51 ft long | Culverts | RDG | RTF | FOS | OPERATING | 2
CULV01210 | UK-0009 | 31.8 ft long | Culverts | RDG | RTF | FOS | OPERATING | 2
CULV01211 | UK-0009 | Flume, Concrete, 31.95 ft long | Culverts | RDG | RTF | FOS | OPERATING | 2
CULV01212 | UK-0009 | Culvert, Concrete, 85.78 ft long | Culverts | RDG | RTF | FOS | OPERATING | 3
CULV01213 | UK-0009 | Culvert, Concrete, 93.17 ft long | Culverts | RDG | RTF | FOS | OPERATING | 5
CULV01214 | UK-0009 | Culvert, Concrete, 93.07 ft long | Culverts | RDG | RTF | FOS | OPERATING | 5
CULV01215 | UK-0009 | Culvert, Concrete, 81.42 ft long | Culverts | RDG | RTF | FOS | OPERATING | 4
CULV01216 | UK-0009 | Culvert, HDPE, 55.37 ft long | Culverts | RDG | RTF | FOS | OPERATING | 4
CULV01217 | UK-0009 | Culvert, Concrete, 59.35 ft long | Culverts | RDG | RTF | FOS | OPERATING | 4
CULV01218 | UK-0009 | Flume, 7.98 ft long | Culverts | RDG | RTF | FOS | OPERATING | 2
CULV01219 | UK-0009 | Culvert, Concrete, 53.11 ft long | Culverts | RDG | RTF | FOS | OPERATING | 4
CULV01220 | UK-0009 | Culvert, Concrete, 53.23 ft long | Culverts | RDG | RTF | FOS | OPERATING | 4
CULV01221 | UK-0009 | Culvert, Concrete, 51.3 ft long | Culverts | RDG | RTF | FOS | OPERATING | 4
CULV01222 | UK-0009 | Culvert, Concrete, 51.32 ft long | Culverts | RDG | RTF | FOS | OPERATING | 4
CULV01223 | UK-0009 | Culvert, Concrete, 48.95 ft long | Culverts | RDG | RTF | FOS | OPERATING | 4
CULV01224 | UK-0009 | Culvert, Concrete, 49.01 ft long | Culverts | RDG | RTF | FOS | OPERATING | 4
CULV01225 | UK-0009 | Culvert, Concrete, 60.62 ft long | Culverts | RDG | RTF | FOS | OPERATING | 4
CULV01226 | UK-0009 | Culvert, Concrete, 93.26 ft long | Culverts | RDG | RTF | FOS | OPERATING | 5
CULV01227 | UK-0009 | 30.21 ft long | Culverts | RDG | RTF | FOS | OPERATING | 2
CULV01228 | UK-0009 | Culvert, Concrete, 72.7 ft long | Culverts | RDG | RTF | FOS | OPERATING | 4
CULV01229 | UK-0009 | Flume, 12.69 ft long | Culverts | RDG | RTF | FOS | OPERATING | 2
CULV01230 | UK-0009 | Flume, Concrete, 94.32 ft long | Culverts | RDG | RTF | FOS | OPERATING | 3
CULV01231 | UK-0009 | Culvert, Metal, 28.64 ft long | Culverts | RDG | RTF | FOS | OPERATING | 3
CULV01232 | UK-0009 | Flume, 42.64 ft long | Culverts | RDG | RTF | FOS | OPERATING | 2
CULV01233 | UK-0009 | Flume, 48.65 ft long | Culverts | RDG | RTF | FOS | OPERATING | 2
CULV01234 | UK-0009 | Culvert, Concrete, 64.87 ft long | Culverts | RDG | RTF | FOS | OPERATING | 4
CULV01235 | UK-0009 | Culvert, Concrete, 65.96 ft long | Culverts | RDG | RTF | FOS | OPERATING | 4
CULV01236 | UK-0009 | Culvert, Concrete, 46.85 ft long | Culverts | RDG | RTF | FOS | OPERATING | 4
CULV01237 | UK-0009 | Culvert, Concrete, 50.39 ft long | Culverts | RDG | RTF | FOS | OPERATING | 4
CULV01238 | UK-0009 | Culvert, Concrete, 40.67 ft long | Culverts | RDG | RTF | FOS | OPERATING | 4
CULV01239 | UK-0009 | Culvert, 78.53 ft long | Culverts | RDG | RTF | FOS | OPERATING | 2
CULV01240 | UK-0009 | Flume, 39.52 ft long | Culverts | RDG | RTF | FOS | OPERATING | 2
CULV01241 | UK-0009 | 51.75 ft long | Culverts | RDG | RTF | FOS | OPERATING | 2
CULV01242 | UK-0009 | Flume, 23.95 ft long | Culverts | RDG | RTF | FOS | OPERATING | 2
CULV01247 | UK-0009 | Culvert, Concrete, 37.62 ft long | Culverts | RDG | RTF | FOS | OPERATING | 4
CULV01249 | UK-0009 | Culvert, Concrete, 48.07 ft long | Culverts | RDG | RTF | FOS | OPERATING | 3
CULV01250 | UK-0009 | Flume, 39.8 ft long | Culverts | RDG | RTF | FOS | OPERATING | 2
CULV01251 | UK-0009 | 17.51 ft long | Culverts | RDG | RTF | FOS | OPERATING | 2
CULV01252 | UK-0009 | Flume, 27.55 ft long | Culverts | RDG | RTF | FOS | OPERATING | 2
CULV01253 | UK-0009 | Flume, 22.85 ft long | Culverts | RDG | RTF | FOS | OPERATING | 2
CULV01254 | UK-0009 | Culvert, HDPE, 40.41 ft long | Culverts | RDG | RTF | FOS | OPERATING | 3
CULV01255 | UK-0009 | Culvert, HDPE, 40.39 ft long | Culverts | RDG | RTF | FOS | OPERATING | 3
CULV01256 | UK-0009 | Culvert, Metal, 29.25 ft long | Culverts | RDG | RTF | FOS | OPERATING | 4
CULV01257 | UK-0009 | Culvert, Concrete, 46.68 ft long | Culverts | RDG | RTF | FOS | OPERATING | 5
CULV01258 | UK-0009 | Flume, 13.45 ft long | Culverts | RDG | RTF | FOS | OPERATING | 2
CULV01259 | UK-0009 | Flume, 4.97 ft long | Culverts | RDG | RTF | FOS | OPERATING | 2
CULV01260 | UK-0009 | Culvert, Concrete, 43.19 ft long | Culverts | RDG | RTF | FOS | OPERATING | 5
CULV01261 | UK-0009 | Flume, 23.13 ft long | Culverts | RDG | RTF | FOS | OPERATING | 2
CULV01262 | UK-0009 | Flume, 25.99 ft long | Culverts | RDG | RTF | FOS | OPERATING | 2
CULV01263 | UK-0009 | Flume, 14.89 ft long | Culverts | RDG | RTF | FOS | OPERATING | 2
CULV01264 | UK-0009 | Flume, 32.1 ft long | Culverts | RDG | RTF | FOS | OPERATING | 2
CULV01265 | UK-0009 | Flume, 25.81 ft long | Culverts | RDG | RTF | FOS | OPERATING | 2
CULV01266 | UK-0009 | Flume, 32.15 ft long | Culverts | RDG | RTF | FOS | OPERATING | 2
CULV01267 | UK-0009 | Flume, 9.58 ft long | Culverts | RDG | RTF | FOS | OPERATING | 2
CULV01268 | UK-0009 | Flume, Concrete, 24.3 ft long | Culverts | RDG | RTF | FOS | OPERATING | 2
CULV01269 | UK-0009 | Culvert, PVC, 23.44 ft long | Culverts | RDG | RTF | FOS | OPERATING | 1
CULV01270 | UK-0009 | Flume, 25.99 ft long | Culverts | RDG | RTF | FOS | OPERATING | 2
CULV01271 | UK-0009 | Culvert, HDPE, 35.4 ft long | Culverts | RDG | RTF | FOS | OPERATING | 5
CULV01272 | UK-0009 | Flume, 18.1 ft long | Culverts | RDG | RTF | FOS | OPERATING | 2
CULV01273 | UK-0009 | Culvert, Concrete, 62.77 ft long | Culverts | RDG | RTF | FOS | OPERATING | 4
CULV01274 | UK-0009 | Culvert, HDPE, 31.14 ft long | Culverts | RDG | RTF | FOS | OPERATING | 3
CULV01275 | UK-0009 | Culvert, Concrete, 31.39 ft long | Culverts | RDG | RTF | FOS | OPERATING | 2
CULV01276 | UK-0009 | Culvert, HDPE, 29.75 ft long | Culverts | RDG | RTF | FOS | OPERATING | 3
CULV01277 | UK-0009 | 16.02 ft long | Culverts | RDG | RTF | FOS | OPERATING | 2
CULV01279 | UK-0009 | Culvert, Metal, 102.62 ft long | Culverts | RDG | RTF | FOS | OPERATING | 2
CULV01280 | UK-0009 | Flume, 12.36 ft long | Culverts | RDG | RTF | FOS | OPERATING | 2
CULV01281 | UK-0009 | Flume, 25.67 ft long | Culverts | RDG | RTF | FOS | OPERATING | 2
CULV01282 | UK-0009 | 8.32 ft long | Culverts | RDG | RTF | FOS | OPERATING | 2
CULV01283 | UK-0009 | Culvert, Concrete, 31.41 ft long | Culverts | RDG | RTF | FOS | OPERATING | 4
CULV01284 | UK-0009 | Flume, 23.51 ft long | Culverts | RDG | RTF | FOS | OPERATING | 2
CULV01285 | UK-0009 | Culvert, Concrete, 31.42 ft long | Culverts | RDG | RTF | FOS | OPERATING | 4
CULV01286 | UK-0009 | Flume, 3.93 ft long | Culverts | RDG | RTF | FOS | OPERATING | 2
CULV01288 | UK-0009 | Culvert, 64.86 ft long | Culverts | RDG | RTF | FOS | OPERATING | 4
CULV01289 | UK-0009 | Culvert, 95.27 ft long | Culverts | RDG | RTF | FOS | OPERATING | 4
CULV01290 | UK-0009 | Culvert, 96.98 ft long | Culverts | RDG | RTF | FOS | OPERATING | 2
CULV01291 | UK-0009 | Flume, 22.18 ft long | Culverts | RDG | RTF | FOS | OPERATING | 2
CULV01292 | UK-0009 | 186.09 ft long | Culverts | RDG | RTF | FOS | OPERATING | 2
CULV01293 | UK-0009 | Culvert, Concrete, 36.86 ft long | Culverts | RDG | RTF | FOS | OPERATING | 3
CULV01294 | UK-0009 | Culvert, 17.2 ft long | Culverts | RDG | RTF | FOS | OPERATING | 2
CULV01295 | UK-0009 | Culvert, 37.02 ft long | Culverts | RDG | RTF | FOS | OPERATING | 2
CULV01296 | UK-0009 | Culvert, 22.27 ft long | Culverts | RDG | RTF | FOS | OPERATING | 2
CULV01298 | UK-0009 | Flume, 16.06 ft long | Culverts | RDG | RTF | FOS | OPERATING | 2
CULV01299 | UK-0009 | Flume, 10.68 ft long | Culverts | RDG | RTF | FOS | OPERATING | 2
CULV01312 | UK-0009 | Culvert, 47.17 ft long | Culverts | RDG | RTF | FOS | OPERATING | 2
CULV01313 | UK-0009 | Culvert, Concrete, 64.85 ft long | Culverts | RDG | RTF | FOS | OPERATING | 4
CULV01314 | UK-0009 | Culvert, Concrete, 64.85 ft long | Culverts | RDG | RTF | FOS | OPERATING | 4
CULV01325 | UK-0009 | Culvert, Metal, 46.53 ft long | Culverts | RDG | RTF | FOS | OPERATING | 3
CULV01334 | UK-0009 | Culvert, 21.77 ft long | Culverts | RDG | RTF | FOS | OPERATING | 4
CULV01338 | UK-0009 | Culvert, Metal, 46.98 ft long | Culverts | RDG | RTF | FOS | OPERATING | 4
CULV01339 | UK-0009 | Flume, 19.85 ft long | Culverts | RDG | RTF | FOS | OPERATING | 2
CULV01340 | UK-0009 | Flume, 35.22 ft long | Culverts | RDG | RTF | FOS | OPERATING | 2
CULV01341 | UK-0009 | Culvert, Metal, 22.67 ft long | Culverts | RDG | RTF | FOS | OPERATING | 3
CULV01342 | UK-0009 | 27.97 ft long | Culverts | RDG | RTF | FOS | OPERATING | 2
CULV01343 | UK-0009 | 24.52 ft long | Culverts | RDG | RTF | FOS | OPERATING | 2
CULV01344 | UK-0009 | 9.8 ft long | Culverts | RDG | RTF | FOS | OPERATING | 2
CULV01345 | UK-0009 | Flume, 66.8 ft long | Culverts | RDG | RTF | FOS | OPERATING | 2
CULV01346 | UK-0009 | Culvert, 9.95 ft long | Culverts | RDG | N/A | NOS | MISSING | 2
CULV01347 | UK-0009 | Flume, 7.52 ft long | Culverts | RDG | RTF | FOS | OPERATING | 2
CULV01348 | UK-0009 | Culvert, Concrete, 14.43 ft long | Culverts | RDG | RTF | FOS | OPERATING | 4
CULV01349 | UK-0009 | Culvert, Concrete, 56.39 ft long | Culverts | RDG | RTF | FOS | OPERATING | 4
CULV01350 | UK-0009 | Culvert, Concrete, 56.48 ft long | Culverts | RDG | RTF | FOS | OPERATING | 4
CULV01351 | UK-0009 | Culvert, Concrete, 14.51 ft long | Culverts | RDG | RTF | FOS | OPERATING | 4
CULV01352 | UK-0009 | Flume, 18.81 ft long | Culverts | RDG | RTF | FOS | OPERATING | 2
CULV01353 | UK-0009 | Flume, 21.17 ft long | Culverts | RDG | RTF | FOS | OPERATING | 2
CULV01357 | UK-0009 | Culvert, HDPE, 9.78 ft long | Culverts | RDG | RTF | FOS | OPERATING | 4
CULV01359 | UK-0009 | 39.31 ft long | Culverts | RDG | RTF | FOS | OPERATING | 2
CULV01362 | UK-0009 | Flume, 16.99 ft long | Culverts | RDG | RTF | FOS | OPERATING | 2
CULV01363 | UK-0009 | Culvert, Metal, 54.76 ft long | Culverts | RDG | RTF | FOS | OPERATING | 3
CULV01366 | UK-0009 | Culvert, Metal, 54.06 ft long | Culverts | RDG | RTF | FOS | OPERATING | 3
CULV01368 | UK-0009 | Culvert, Concrete, 97.19 ft long | Culverts | RDG | RTF | FOS | OPERATING | 3
CULV01369 | UK-0009 | 23.63 ft long | Culverts | RDG | RTF | FOS | OPERATING | 2
CULV01370 | UK-0009 | 23.96 ft long | Culverts | RDG | RTF | FOS | OPERATING | 2
CULV01414 | UK-0009 | Flume, 10 ft long | Culverts | RDG | RTF | FOS | OPERATING | 2
CULV01415 | UK-0009 | Culvert, Concrete, 180.83 ft long | Culverts | RDG | RTF | FOS | OPERATING | 3
CULV01416 | UK-0009 | Culvert, Concrete, 180.95 ft long | Culverts | RDG | RTF | FOS | OPERATING | 2
CULV01417 | UK-0009 | HDPE, 143.75 ft long | Culverts | RDG | RTF | FOS | OPERATING | 4
CULV01418 | UK-0009 | Culvert, Concrete, 104.47 ft long | Culverts | RDG | RTF | FOS | OPERATING | 5
CULV01419 | UK-0009 | Flume, 12.48 ft long | Culverts | RDG | RTF | FOS | OPERATING | 2
CULV01420 | UK-0009 | Flume, 15.51 ft long | Culverts | RDG | RTF | FOS | OPERATING | 2
CULV01421 | UK-0009 | Culvert, Concrete, 65.58 ft long | Culverts | RDG | RTF | FOS | OPERATING | 4
CULV01422 | UK-0009 | Culvert, HDPE, 65.66 ft long | Culverts | RDG | RTF | FOS | OPERATING | 4
CULV01423 | UK-0009 | Culvert, Metal, 34.88 ft long | Culverts | RDG | RTF | FOS | OPERATING | 2
CULV01424 | UK-0009 | 39.11 ft long | Culverts | RDG | N/A | NOS | MISSING | 2
CULV01425 | UK-0009 | Culvert, Concrete, 22.98 ft long | Culverts | RDG | RTF | FOS | OPERATING | 4
CULV01426 | UK-0009 | Culvert, 144.77 ft long | Culverts | RDG | RTF | FOS | OPERATING | 2
CULV01427 | UK-0009 | Culvert, Metal, 64.98 ft long | Culverts | RDG | RTF | FOS | OPERATING | 3
CULV01428 | UK-0009 | Culvert, Metal, 65.33 ft long | Culverts | RDG | RTF | FOS | OPERATING | 3
CULV01466 | UK-0009 | Flume, 15.2 ft long | Culverts | RDG | RTF | FOS | OPERATING | 2
CULV01467 | UK-0009 | Flume, 7.95 ft long | Culverts | RDG | RTF | FOS | OPERATING | 2
CULV01468 | UK-0009 | Culvert, Concrete, 61.81 ft long | Culverts | RDG | RTF | FOS | OPERATING | 3
CULV01469 | UK-0009 | Culvert, Metal, 24.35 ft long | Culverts | RDG | RTF | FOS | OPERATING | 4
CULV01470 | UK-0009 | 51.18 ft long | Culverts | RDG | RTF | FOS | OPERATING | 2
CULV01471 | UK-0009 | Culvert, Metal, 19.47 ft long | Culverts | RDG | RTF | FOS | OPERATING | 3
CULV01472 | UK-0009 | Culvert, Concrete, 64.91 ft long | Culverts | RDG | RTF | FOS | OPERATING | 3
CULV01473 | UK-0009 | Culvert, Concrete, 64.99 ft long | Culverts | RDG | RTF | FOS | OPERATING | 3
CULV01474 | UK-0009 | Culvert, PVC, 9.12 ft long | Culverts | RDG | RTF | FOS | OPERATING | 3
CULV01475 | UK-0009 | Culvert, Concrete, 60.96 ft long | Culverts | RDG | RTF | FOS | OPERATING | 4
CULV01476 | UK-0009 | Culvert, Concrete, 60.97 ft long | Culverts | RDG | RTF | FOS | OPERATING | 4
CULV01477 | UK-0009 | Culvert, Concrete, 62.02 ft long | Culverts | RDG | RTF | FOS | OPERATING | 4
CULV01478 | UK-0009 | Culvert, Concrete, 149.91 ft long | Culverts | RDG | RTF | FOS | OPERATING | 3
CULV01479 | UK-0009 | Culvert, Concrete, 151.97 ft long | Culverts | RDG | RTF | FOS | OPERATING | 3
CULV01480 | UK-0009 | Culvert, Metal, 80.09 ft long | Culverts | RDG | RTF | FOS | OPERATING | 3
CULV01481 | UK-0009 | Flume, 9.06 ft long | Culverts | RDG | RTF | FOS | OPERATING | 2
CULV01482 | UK-0009 | Flume, 8.19 ft long | Culverts | RDG | RTF | FOS | OPERATING | 2
CULV01483 | UK-0009 | Flume, 7.2 ft long | Culverts | RDG | RTF | FOS | OPERATING | 2
CULV01484 | UK-0009 | Culvert, 6.68 ft long | Culverts | RDG | N/A | XSD | DECOMMISSIONED | 2
CULV01485 | UK-0009 | Culvert, Metal, 61.77 ft long | Culverts | RDG | RTF | FOS | OPERATING | 4
CULV01486 | UK-0009 | Culvert, Concrete, 62.27 ft long | Culverts | RDG | RTF | FOS | OPERATING | 4
CULV01487 | UK-0009 | Culvert, Concrete, 45.2 ft long | Culverts | RDG | RTF | FOS | OPERATING | 3
CULV01488 | UK-0009 | Culvert, Concrete, 39.66 ft long | Culverts | RDG | RTF | FOS | OPERATING | 3
CULV01489 | UK-0009 | Culvert, Concrete, 80.53 ft long | Culverts | RDG | RTF | FOS | OPERATING | 3
CULV01490 | UK-0009 | Culvert, Concrete, 48.32 ft long | Culverts | RDG | RTF | FOS | OPERATING | 2
CULV01491 | UK-0009 | Culvert, Concrete, 48.3 ft long | Culverts | RDG | RTF | FOS | OPERATING | 2
CULV01492 | UK-0009 | 9.12 ft long | Culverts | RDG | RTF | FOS | OPERATING | 2
CULV01493 | UK-0009 | Culvert, Concrete, 79.62 ft long | Culverts | RDG | RTF | FOS | OPERATING | 3
CULV01494 | UK-0009 | Culvert, Concrete, 51.17 ft long | Culverts | RDG | RTF | FOS | OPERATING | 4
CULV01495 | UK-0009 | Culvert, 35.95 ft long | Culverts | RDG | RTF | FOS | OPERATING | 2
CULV01496 | UK-0009 | Culvert, Concrete, 41.07 ft long | Culverts | RDG | RTF | FOS | OPERATING | 4
CULV01497 | UK-0009 | Other, 67.09 ft long | Culverts | RDG | RTF | FOS | OPERATING | 2
CULV01498 | UK-0009 | 169.39 ft long | Culverts | RDG | RTF | FOS | OPERATING | 2
CULV01499 | UK-0009 | Culvert, Concrete, 169.59 ft long | Culverts | RDG | RTF | FOS | OPERATING | 4
CULV01500 | UK-0009 | Culvert, Concrete, 19.89 ft long | Culverts | RDG | RTF | FOS | OPERATING | 3
CULV01501 | UK-0009 | Culvert, Concrete, 21.13 ft long | Culverts | RDG | RTF | FOS | OPERATING | 3
CULV01502 | UK-0009 | Culvert, Concrete, 70.26 ft long | Culverts | RDG | RTF | FOS | OPERATING | 5
CULV01503 | UK-0009 | Culvert, Concrete, 92.87 ft long | Culverts | RDG | RTF | FOS | OPERATING | 1
CULV01504 | UK-0009 | Culvert, Concrete, 52.12 ft long | Culverts | RDG | RTF | FOS | OPERATING | 4
CULV01505 | UK-0009 | Culvert, Concrete, 23.6 ft long | Culverts | RDG | RTF | FOS | OPERATING | 5
CULV01506 | UK-0009 | Culvert, Concrete, 23.69 ft long | Culverts | RDG | RTF | FOS | OPERATING | 5
CULV01507 | UK-0009 | 8.1 ft long | Culverts | RDG | RTF | FOS | OPERATING | 2
CULV01510 | UK-0009 | Culvert, Metal, 35.5 ft long | Culverts | RDG | RTF | FOS | OPERATING | 3
CULV01511 | UK-0009 | Culvert, Metal, 33.1 ft long | Culverts | RDG | RTF | FOS | OPERATING | 3
CULV01512 | UK-0009 | Culvert, Metal, 30.28 ft long | Culverts | RDG | RTF | FOS | OPERATING | 4
CULV01513 | UK-0009 | Culvert, Metal, 30.11 ft long | Culverts | RDG | RTF | FOS | OPERATING | 4
CULV01514 | UK-0009 | Culvert, Metal, 40.94 ft long | Culverts | RDG | RTF | FOS | OPERATING | 2
CULV01515 | UK-0009 | Culvert, Metal, 39.56 ft long | Culverts | RDG | RTF | FOS | OPERATING | 3
CULV01516 | UK-0009 | Culvert, Metal, 29.86 ft long | Culverts | RDG | RTF | FOS | OPERATING | 5
CULV01517 | UK-0009 | Culvert, Metal, 31.68 ft long | Culverts | RDG | RTF | FOS | OPERATING | 5
CULV01518 | UK-0009 | Culvert, Metal, 37.21 ft long | Culverts | RDG | RTF | FOS | OPERATING | 4
CULV01519 | UK-0009 | Culvert, Metal, 36.25 ft long | Culverts | RDG | RTF | FOS | OPERATING | 4
CULV01520 | UK-0009 | Culvert, Metal, 27.19 ft long | Culverts | RDG | RTF | FOS | OPERATING | 4
CULV01524 | UK-0009 | Culvert, Metal, 26.53 ft long | Culverts | RDG | RTF | FOS | OPERATING | 4
CULV01527 | UK-0009 | Culvert, Concrete, 87.77 ft long | Culverts | RDG | RTF | FOS | OPERATING | 3
CULV01528 | UK-0009 | Culvert, HDPE, 65.9 ft long | Culverts | RDG | RTF | FOS | OPERATING | 4
CULV01529 | UK-0009 | Culvert, Concrete, 88.24 ft long | Culverts | RDG | RTF | FOS | OPERATING | 2
CULV01530 | UK-0009 | Culvert, HDPE, 63.08 ft long | Culverts | RDG | RTF | FOS | OPERATING | 4
CULV01531 | UK-0009 | Culvert, Metal, 17.91 ft long | Culverts | RDG | RTF | FOS | OPERATING | 3
CULV01532 | UK-0009 | Culvert, Concrete, 48.75 ft long | Culverts | RDG | RTF | FOS | OPERATING | 1
CULV01533 | UK-0009 | Culvert, Concrete, 112.96 ft long | Culverts | RDG | RTF | FOS | OPERATING | 4
CULV01534 | UK-0009 | Culvert, PVC, 69.61 ft long | Culverts | RDG | RTF | FOS | OPERATING | 4
CULV01535 | UK-0009 | Culvert, Concrete, 55.06 ft long | Culverts | RDG | RTF | FOS | OPERATING | 4
CULV01536 | UK-0009 | Flume, Concrete, 35.48 ft long | Culverts | RDG | RTF | FOS | OPERATING | 4
CULV01537 | UK-0009 | Culvert, Concrete, 30.05 ft long | Culverts | RDG | RTF | FOS | OPERATING | 4
CULV01538 | UK-0009 | Flume, Concrete, 35.48 ft long | Culverts | RDG | RTF | FOS | OPERATING | 4
CULV01539 | UK-0009 | Flume, Concrete, 34.23 ft long | Culverts | RDG | RTF | FOS | OPERATING | 4
CULV01540 | UK-0009 | Flume, Concrete, 34.64 ft long | Culverts | RDG | RTF | FOS | OPERATING | 4
CULV01541 | UK-0009 | Flume, Concrete, 34.23 ft long | Culverts | RDG | RTF | FOS | OPERATING | 4
CULV01542 | UK-0009 | Culvert, HDPE, 7.93 ft long | Culverts | RDG | RTF | FOS | OPERATING | 4
CULV01543 | UK-0009 | Culvert, HDPE, 12.68 ft long | Culverts | RDG | RTF | FOS | OPERATING | 4
CULV01544 | UK-0009 | Flume, Concrete, 35.06 ft long | Culverts | RDG | RTF | FOS | OPERATING | 4
CULV01545 | UK-0009 | Flume, Concrete, 36.73 ft long | Culverts | RDG | RTF | FOS | OPERATING | 4
CULV01546 | UK-0009 | Flume, Concrete, 29.64 ft long | Culverts | RDG | RTF | FOS | OPERATING | 4
CULV01547 | UK-0009 | Flume, 26.71 ft long | Culverts | RDG | RTF | FOS | OPERATING | 2
CULV01548 | UK-0009 | Culvert, Metal, 36.62 ft long | Culverts | RDG | RTF | FOS | OPERATING | 2
CULV01549 | UK-0009 | Culvert, Metal, 32.02 ft long | Culverts | RDG | RTF | FOS | OPERATING | 2
CULV01550 | UK-0009 | Culvert, Concrete, 148.34 ft long | Culverts | RDG | RTF | FOS | OPERATING | 4
CULV01551 | UK-0009 | Culvert, Concrete, 148.31 ft long | Culverts | RDG | RTF | FOS | OPERATING | 4
CULV01552 | UK-0009 | Culvert, Concrete, 148.29 ft long | Culverts | RDG | RTF | FOS | OPERATING | 4
CULV01553 | UK-0009 | Culvert, Concrete, 148.27 ft long | Culverts | RDG | RTF | FOS | OPERATING | 4
CULV01555 | UK-0009 | Culvert, Concrete, 56.29 ft long | Culverts | RDG | RTF | FOS | OPERATING | 4
CULV01556 | UK-0009 | Culvert, Concrete, 61.87 ft long | Culverts | RDG | RTF | FOS | OPERATING | 5
CULV01557 | UK-0009 | 7 ft long | Culverts | RDG | RTF | FOS | OPERATING | 2
CULV01558 | UK-0009 | Flume, 17.94 ft long | Culverts | RDG | RTF | FOS | OPERATING | 2
CULV01559 | UK-0009 | Flume, 40.28 ft long | Culverts | RDG | RTF | FOS | OPERATING | 2
CULV01560 | UK-0009 | Flume, 39.87 ft long | Culverts | RDG | RTF | FOS | OPERATING | 2
CULV01561 | UK-0009 | Flume, 11.49 ft long | Culverts | RDG | RTF | FOS | OPERATING | 2
CULV01562 | UK-0009 | Flume, 1.33 ft long | Culverts | RDG | RTF | FOS | OPERATING | 2
CULV01563 | UK-0009 | Flume, 31.65 ft long | Culverts | RDG | RTF | FOS | OPERATING | 2
CULV01564 | UK-0009 | 28.18 ft long | Culverts | RDG | RTF | FOS | OPERATING | 2
CULV01565 | UK-0009 | 28.12 ft long | Culverts | RDG | RTF | FOS | OPERATING | 2
CULV01566 | UK-0009 | 13.01 ft long | Culverts | RDG | RTF | FOS | OPERATING | 2
CULV01567 | UK-0009 | Flume, 44.5 ft long | Culverts | RDG | RTF | FOS | OPERATING | 2
CULV01568 | UK-0009 | Flume, 48.08 ft long | Culverts | RDG | RTF | FOS | OPERATING | 2
CULV01569 | UK-0009 | Flume, 45.63 ft long | Culverts | RDG | RTF | FOS | OPERATING | 2
CULV01570 | UK-0009 | Flume, 46.17 ft long | Culverts | RDG | RTF | FOS | OPERATING | 2
CULV01571 | UK-0009 | Flume, 42.41 ft long | Culverts | RDG | RTF | FOS | OPERATING | 2
CULV01572 | UK-0009 | Flume, 46.7 ft long | Culverts | RDG | RTF | FOS | OPERATING | 2
CULV01573 | UK-0009 | Flume, 33.58 ft long | Culverts | RDG | RTF | FOS | OPERATING | 2
CULV01574 | UK-0009 | Flume, 37.61 ft long | Culverts | RDG | RTF | FOS | OPERATING | 2
CULV01575 | UK-0009 | Flume, 17.12 ft long | Culverts | RDG | RTF | FOS | OPERATING | 2
CULV01576 | UK-0009 | Flume, 7.8 ft long | Culverts | RDG | RTF | FOS | OPERATING | 2
CULV01577 | UK-0009 | Flume, 22.96 ft long | Culverts | RDG | RTF | FOS | OPERATING | 2
CULV01578 | UK-0009 | Flume, 25.76 ft long | Culverts | RDG | RTF | FOS | OPERATING | 2
CULV01579 | UK-0009 | Flume, 47.96 ft long | Culverts | RDG | RTF | FOS | OPERATING | 2
CULV01580 | UK-0009 | Flume, 46.08 ft long | Culverts | RDG | RTF | FOS | OPERATING | 2
CULV01581 | UK-0009 | Flume, 50.43 ft long | Culverts | RDG | RTF | FOS | OPERATING | 2
CULV01582 | UK-0009 | Culvert, Concrete, 57.53 ft long | Culverts | RDG | RTF | FOS | OPERATING | 4
CULV01583 | UK-0009 | Culvert, Concrete, 39.02 ft long | Culverts | RDG | RTF | FOS | OPERATING | 4
CULV01584 | UK-0009 | Flume, 48.29 ft long | Culverts | RDG | RTF | FOS | OPERATING | 2
CULV01585 | UK-0009 | Flume, 32.4 ft long | Culverts | RDG | RTF | FOS | OPERATING | 2
CULV01586 | UK-0009 | Flume, 19.41 ft long | Culverts | RDG | RTF | FOS | OPERATING | 2
CULV01587 | UK-0009 | Flume, 11.68 ft long | Culverts | RDG | RTF | FOS | OPERATING | 2
CULV01588 | UK-0009 | Flume, 14.32 ft long | Culverts | RDG | RTF | FOS | OPERATING | 2
CULV01589 | UK-0009 | Culvert, Concrete, 40.6 ft long | Culverts | RDG | RTF | FOS | OPERATING | 5
CULV01590 | UK-0009 | Culvert, Metal, 31.44 ft long | Culverts | RDG | RTF | FOS | OPERATING | 4
CULV01591 | UK-0009 | Culvert, Metal, 30.94 ft long | Culverts | RDG | RTF | FOS | OPERATING | 4
CULV01592 | UK-0009 | Culvert, Metal, 20.53 ft long | Culverts | RDG | RTF | FOS | OPERATING | 3
CULV01593 | UK-0009 | Flume, 12.02 ft long | Culverts | RDG | RTF | FOS | OPERATING | 2
CULV01594 | UK-0009 | Flume, 11.24 ft long | Culverts | RDG | RTF | FOS | OPERATING | 2
CULV01595 | UK-0009 | Culvert, Concrete, 31.87 ft long | Culverts | RDG | RTF | FOS | OPERATING | 4
CULV01596 | UK-0009 | Culvert, Metal, 29.76 ft long | Culverts | RDG | RTF | FOS | OPERATING | 4
CULV01597 | UK-0009 | Flume, 29.44 ft long | Culverts | RDG | RTF | FOS | OPERATING | 2
CULV01598 | UK-0009 | Flume, 13.25 ft long | Culverts | RDG | RTF | FOS | OPERATING | 2
CULV01599 | UK-0009 | Culvert, Metal, 19.44 ft long | Culverts | RDG | RTF | FOS | OPERATING | 2
CULV01600 | UK-0009 | Culvert, Concrete, 40.44 ft long | Culverts | RDG | RTF | FOS | OPERATING | 3
CULV01601 | UK-0009 | 80.39 ft long | Culverts | RDG | N/A | XSD | DECOMMISSIONED | 2
CULV01602 | UK-0009 | Flume, 20.75 ft long | Culverts | RDG | RTF | FOS | OPERATING | 2
CULV01603 | UK-0009 | Culvert, Concrete, 51.66 ft long | Culverts | RDG | RTF | FOS | OPERATING | 4
CULV01604 | UK-0009 | Culvert, Metal, 25.48 ft long | Culverts | RDG | RTF | FOS | OPERATING | 3
CULV01605 | UK-0009 | Flume, 29.67 ft long | Culverts | RDG | RTF | FOS | OPERATING | 2
CULV01606 | UK-0009 | 25.63 ft long | Culverts | RDG | RTF | FOS | OPERATING | 2
CULV01607 | UK-0009 | Culvert, Metal, 33.61 ft long | Culverts | RDG | RTF | FOS | OPERATING | 2
CULV01608 | UK-0009 | Culvert, Concrete, 50.98 ft long | Culverts | RDG | RTF | FOS | OPERATING | 2
CULV01609 | UK-0009 | Culvert, Concrete, 86.6 ft long | Culverts | RDG | RTF | FOS | OPERATING | 4
CULV01610 | UK-0009 | Culvert, Concrete, 44.79 ft long | Culverts | RDG | RTF | FOS | OPERATING | 3
CULV01612 | UK-0009 | Culvert, Concrete, 265.37 ft long | Culverts | RDG | RTF | FOS | OPERATING | 3
CULV01613 | UK-0009 | Culvert, Concrete, 48.56 ft long | Culverts | RDG | RTF | FOS | OPERATING | 4
CULV01614 | UK-0009 | Flume, 15.13 ft long | Culverts | RDG | RTF | FOS | OPERATING | 2
CULV01615 | UK-0009 | Flume, 11.41 ft long | Culverts | RDG | RTF | FOS | OPERATING | 2
CULV01617 | UK-0009 | Culvert, Concrete, 61.06 ft long | Culverts | RDG | RTF | FOS | OPERATING | 5
CULV01619 | UK-0009 | Culvert, 95.16 ft long | Culverts | RDG | RTF | FOS | OPERATING | 3
CULV01620 | UK-0009 | Culvert, Concrete, 25.03 ft long | Culverts | RDG | RTF | FOS | OPERATING | 4
CULV01621 | UK-0009 | Culvert, Concrete, 52.34 ft long | Culverts | RDG | RTF | FOS | OPERATING | 4
CULV01622 | UK-0009 | Culvert, Concrete, 33.66 ft long | Culverts | RDG | RTF | FOS | OPERATING | 1
CULV01623 | UK-0009 | Culvert, Metal, 14.72 ft long | Culverts | RDG | RTF | FOS | OPERATING | 5
CULV01624 | UK-0009 | Culvert, Concrete, 28.8 ft long | Culverts | RDG | RTF | FOS | OPERATING | 2
CULV01625 | UK-0009 | Culvert, Concrete, 69.98 ft long | Culverts | RDG | RTF | FOS | OPERATING | 4
CULV01626 | UK-0009 | Culvert, Concrete, 79.41 ft long | Culverts | RDG | RTF | FOS | OPERATING | 4
CULV01627 | UK-0009 | Culvert, 112.18 ft long | Culverts | RDG | RTF | FOS | OPERATING | 2
CULV01628 | UK-0009 | Flume, 15.9 ft long | Culverts | RDG | RTF | FOS | OPERATING | 2
CULV01629 | UK-0009 | Culvert, Concrete, 154.66 ft long | Culverts | RDG | RTF | FOS | OPERATING | 4
CULV01630 | UK-0009 | Culvert, Concrete, 154.97 ft long | Culverts | RDG | RTF | FOS | OPERATING | 4
CULV01632 | UK-0009 | Culvert, 238.04 ft long | Culverts | RDG | RTF | FOS | OPERATING | 1
CULV01633 | UK-0009 | Culvert, 20.78 ft long | Culverts | RDG | RTF | FOS | OPERATING | 1
CULV01634 | UK-0009 | 120.83 ft long | Culverts | RDG | RTF | FOS | OPERATING | 2
CULV01643 | UK-0009 | Culvert, Concrete, 60.18 ft long | Culverts | RDG | RTF | FOS | OPERATING | 3
CULV01644 | UK-0009 | Culvert, Concrete, 64.81 ft long | Culverts | RDG | RTF | FOS | OPERATING | 4
CULV01646 | UK-0009 | Flume, 15.13 ft long | Culverts | RDG | RTF | FOS | OPERATING | 2
CULV01647 | UK-0009 | Flume, 21.11 ft long | Culverts | RDG | RTF | FOS | OPERATING | 2
CULV01648 | UK-0009 | Flume, 14.35 ft long | Culverts | RDG | RTF | FOS | OPERATING | 2
CULV01649 | UK-0009 | Culvert, Metal, 19.04 ft long | Culverts | RDG | RTF | FOS | OPERATING | 4
CULV01650 | UK-0009 | Culvert, Concrete, 81.75 ft long | Culverts | RDG | RTF | FOS | OPERATING | 3
CULV01651 | UK-0009 | Culvert, Concrete, 81.76 ft long | Culverts | RDG | RTF | FOS | OPERATING | 3
CULV01652 | UK-0009 | Flume, 11.76 ft long | Culverts | RDG | RTF | FOS | OPERATING | 2
CULV01653 | UK-0009 | Culvert, Metal, 19.15 ft long | Culverts | RDG | RTF | FOS | OPERATING | 5
CULV01654 | UK-0009 | Flume, 10.07 ft long | Culverts | RDG | RTF | FOS | OPERATING | 2
CULV01655 | UK-0009 | Flume, 10.87 ft long | Culverts | RDG | RTF | FOS | OPERATING | 2
CULV01656 | UK-0009 | Flume, 7.55 ft long | Culverts | RDG | RTF | FOS | OPERATING | 2
CULV01657 | UK-0009 | Flume, 9.21 ft long | Culverts | RDG | RTF | FOS | OPERATING | 2
CULV01658 | UK-0009 | Flume, 4.28 ft long | Culverts | RDG | RTF | FOS | OPERATING | 2
CULV01659 | UK-0009 | Culvert, HDPE, 66.15 ft long | Culverts | RDG | RTF | FOS | OPERATING | 5
CULV01660 | UK-0009 | Flume, 37.29 ft long | Culverts | RDG | RTF | FOS | OPERATING | 2
CULV01661 | UK-0009 | Flume, 6.02 ft long | Culverts | RDG | RTF | FOS | OPERATING | 2
CULV01662 | UK-0009 | Culvert, Other, 66.27 ft long | Culverts | RDG | RTF | FOS | OPERATING | 3
CULV01663 | UK-0009 | Culvert, Metal, 57.05 ft long | Culverts | RDG | RTF | FOS | OPERATING | 3
CULV01664 | UK-0009 | Culvert, Metal, 45 ft long | Culverts | RDG | RTF | FOS | OPERATING | 4
CULV01665 | UK-0009 | Culvert, Concrete, 79.66 ft long | Culverts | RDG | RTF | FOS | OPERATING | 3
CULV01666 | UK-0009 | Culvert, Metal, 19.33 ft long | Culverts | RDG | RTF | FOS | OPERATING | 3
CULV01667 | UK-0009 | Culvert, Metal, 20.71 ft long | Culverts | RDG | RTF | FOS | OPERATING | 3
CULV01668 | UK-0009 | Culvert, Concrete, 61.15 ft long | Culverts | RDG | RTF | FOS | OPERATING | 4
CULV01669 | UK-0009 | Culvert, Metal, 31.37 ft long | Culverts | RDG | RTF | FOS | OPERATING | 2
CULV01671 | UK-0009 | Culvert, Concrete, 33.89 ft long | Culverts | RDG | RTF | FOS | OPERATING | 3
CULV01672 | UK-0009 | Culvert, Concrete, 41.27 ft long | Culverts | RDG | RTF | FOS | OPERATING | 4
CULV01673 | UK-0009 | Culvert, Concrete, 77.62 ft long | Culverts | RDG | RTF | FOS | OPERATING | 4
CULV01674 | UK-0009 | Culvert, Concrete, 118.92 ft long | Culverts | RDG | RTF | FOS | OPERATING | 3
CULV01675 | UK-0009 | Culvert, Concrete, 64.91 ft long | Culverts | RDG | RTF | FOS | OPERATING | 3
CULV01676 | UK-0009 | Culvert, HDPE, 66.18 ft long | Culverts | RDG | RTF | FOS | OPERATING | 5
CULV01677 | UK-0009 | Culvert, Metal, 19.96 ft long | Culverts | RDG | RTF | FOS | OPERATING | 4
CULV01678 | UK-0009 | Culvert, Concrete, 64.22 ft long | Culverts | RDG | RTF | FOS | OPERATING | 2
CULV01679 | UK-0009 | Culvert, Metal, 59.76 ft long | Culverts | RDG | RTF | FOS | OPERATING | 3
CULV01680 | UK-0009 | Culvert, Metal, 29.5 ft long | Culverts | RDG | RTF | FOS | OPERATING | 3
CULV01681 | UK-0009 | Culvert, Concrete, 66.19 ft long | Culverts | RDG | RTF | FOS | OPERATING | 3
CULV01682 | UK-0009 | Culvert, Concrete, 95.33 ft long | Culverts | RDG | RTF | FOS | OPERATING | 4
CULV01683 | UK-0009 | Culvert, Concrete, 60.75 ft long | Culverts | RDG | RTF | FOS | OPERATING | 4
CULV01684 | UK-0009 | Culvert, Metal, 29.85 ft long | Culverts | RDG | RTF | FOS | OPERATING | 3
CULV01685 | UK-0009 | Culvert, Metal, 17.77 ft long | Culverts | RDG | RTF | FOS | OPERATING | 2
CULV01686 | UK-0009 | 29.48 ft long | Culverts | RDG | RTF | FOS | OPERATING | 2
CULV01687 | UK-0009 | Culvert, Concrete, 35.92 ft long | Culverts | RDG | RTF | FOS | OPERATING | 4
CULV01688 | UK-0009 | Culvert, Metal, 29.97 ft long | Culverts | RDG | RTF | FOS | OPERATING | 4
CULV01689 | UK-0009 | Culvert, Metal, 48.5 ft long | Culverts | RDG | RTF | FOS | OPERATING | 1
CULV01690 | UK-0009 | Culvert, 29.63 ft long | Culverts | RDG | RTF | FOS | OPERATING | 4
CULV01691 | UK-0009 | Culvert, Metal, 40.15 ft long | Culverts | RDG | RTF | FOS | OPERATING | 3
CULV01692 | UK-0009 | Culvert, Metal, 40.01 ft long | Culverts | RDG | RTF | FOS | OPERATING | 3
CULV01693 | UK-0009 | Culvert, Concrete, 16.11 ft long | Culverts | RDG | RTF | FOS | OPERATING | 4
CULV01694 | UK-0009 | Culvert, Concrete, 16.05 ft long | Culverts | RDG | RTF | FOS | OPERATING | 4
CULV01695 | UK-0009 | Culvert, Concrete, 145.57 ft long | Culverts | RDG | RTF | FOS | OPERATING | 4
CULV01696 | UK-0009 | Culvert, HDPE, 29.63 ft long | Culverts | RDG | RTF | FOS | OPERATING | 2
CULV01697 | UK-0009 | Culvert, Concrete, 40.09 ft long | Culverts | RDG | RTF | FOS | OPERATING | 3
CULV01698 | UK-0009 | Culvert, Concrete, 57.7 ft long | Culverts | RDG | RTF | FOS | OPERATING | 3
CULV01699 | UK-0009 | Culvert, Concrete, 246.7 ft long | Culverts | RDG | RTF | FOS | OPERATING | 3
CULV01700 | UK-0009 | Culvert, Concrete, 161.6 ft long | Culverts | RDG | RTF | FOS | OPERATING | 4
CULV01701 | UK-0009 | Culvert, Concrete, 161.66 ft long | Culverts | RDG | RTF | FOS | OPERATING | 4
CULV01894 | UK-0009 | Culvert, HDPE, 46.63 ft long | Culverts | RDG | RTF | FOS | OPERATING | 2
CULV01900 | UK-0009 | Culvert, Concrete, 65.91 ft long | Culverts | RDG | RTF | FOS | OPERATING | 4
CULV01901 | UK-0009 | Culvert, HDPE, 69.61 ft long | Culverts | RDG | RTF | FOS | OPERATING | 4
CULV01903 | UK-0009 | 52.6 ft long | Culverts | RDG | RTF | FOS | OPERATING | 2
CULV01904 | UK-0009 | Culvert, Concrete, 74.22 ft long | Culverts | RDG | RTF | FOS | OPERATING | 4
CULV01905 | UK-0009 | Culvert, Concrete, 74.08 ft long | Culverts | RDG | RTF | FOS | OPERATING | 3
CULV01906 | UK-0009 | 25.96 ft long | Culverts | RDG | RTF | FOS | OPERATING | 2
CULV01907 | UK-0009 | Culvert, Concrete, 74.32 ft long | Culverts | RDG | RTF | FOS | OPERATING | 4
CULV01908 | UK-0009 | Culvert, 68.79 ft long | Culverts | RDG | RTF | FOS | OPERATING | 2
CULV01916 | UK-0009 | Culvert, Concrete, 64.81 ft long | Culverts | RDG | RTF | FOS | OPERATING | 4
CULV01920 | UK-0009 | Culvert, Concrete, 81.18 ft long | Culverts | RDG | RTF | FOS | OPERATING | 5
CULV01923 | UK-0009 | Flume, 23.11 ft long | Culverts | RDG | RTF | FOS | OPERATING | 2
CULV01924 | UK-0009 | Culvert, Concrete, 39.23 ft long | Culverts | RDG | RTF | FOS | OPERATING | 4
CULV01925 | UK-0009 | Flume, 30.41 ft long | Culverts | RDG | RTF | FOS | OPERATING | 2
CULV01926 | UK-0009 | Flume, 19.85 ft long | Culverts | RDG | RTF | FOS | OPERATING | 2
CULV01927 | UK-0009 | Flume, 13.94 ft long | Culverts | RDG | RTF | FOS | OPERATING | 2
CULV01928 | UK-0009 | Culvert, Concrete, 76.19 ft long | Culverts | RDG | RTF | FOS | OPERATING | 5
CULV01929 | UK-0009 | Culvert, Concrete, 50.96 ft long | Culverts | RDG | RTF | FOS | OPERATING | 4
CULV01930 | UK-0009 | Culvert, HDPE, 41.43 ft long | Culverts | RDG | RTF | FOS | OPERATING | 3
CULV01961 | UK-0009 | Flume, 31.31 ft long | Culverts | RDG | RTF | FOS | OPERATING | 2
CULV01962 | UK-0009 | Culvert, Concrete, 51.18 ft long | Culverts | RDG | RTF | FOS | OPERATING | 4
CULV01963 | UK-0009 | Culvert, PVC, 41.51 ft long | Culverts | RDG | RTF | FOS | OPERATING | 4
CULV01964 | UK-0009 | Culvert, Concrete, 77.26 ft long | Culverts | RDG | RTF | FOS | OPERATING | 5
CULV01965 | UK-0009 | Flume, 16.18 ft long | Culverts | RDG | RTF | FOS | OPERATING | 2
CULV01966 | UK-0009 | Culvert, Concrete, 61.66 ft long | Culverts | RDG | RTF | FOS | OPERATING | 5
CULV01967 | UK-0009 | Flume, 19.17 ft long | Culverts | RDG | RTF | FOS | OPERATING | 2
CULV01968 | UK-0009 | Culvert, Concrete, 37.1 ft long | Culverts | RDG | RTF | FOS | OPERATING | 4
CULV01969 | UK-0009 | Culvert, Metal, 19.87 ft long | Culverts | RDG | RTF | FOS | OPERATING | 2
CULV01970 | UK-0009 | Culvert, HDPE, 82.03 ft long | Culverts | RDG | RTF | FOS | OPERATING | 4
CULV01971 | UK-0009 | Culvert, Concrete, 81.26 ft long | Culverts | RDG | RTF | FOS | OPERATING | 5
CULV01993 | UK-0009 | Flume, 8 ft long | Culverts | RDG | RTF | FOS | OPERATING | 2
CULV01994 | UK-0009 | Culvert, HDPE, 31.5 ft long | Culverts | RDG | RTF | FOS | OPERATING | 4
CULV01995 | UK-0009 | Flume, 16.56 ft long | Culverts | RDG | RTF | FOS | OPERATING | 2
CULV01996 | UK-0009 | Flume, 13.36 ft long | Culverts | RDG | RTF | FOS | OPERATING | 2
CULV01997 | UK-0009 | Culvert, Metal, 90.04 ft long | Culverts | RDG | RTF | FOS | OPERATING | 4
CULV01998 | UK-0009 | Culvert, Concrete, 43.99 ft long | Culverts | RDG | RTF | FOS | OPERATING | 1
CULV01999 | UK-0009 | Culvert, Concrete, 75.18 ft long | Culverts | RDG | RTF | FOS | OPERATING | 4
CULV02000 | UK-0009 | Culvert, HDPE, 59.42 ft long | Culverts | RDG | RTF | FOS | OPERATING | 3
CULV02001 | UK-0009 | Culvert, Concrete, 72.9 ft long | Culverts | RDG | RTF | FOS | OPERATING | 5
CULV02025 | UK-0009 | Flume, 58.41 ft long | Culverts | RDG | RTF | FOS | OPERATING | 2
CULV02026 | UK-0009 | Flume, 33.74 ft long | Culverts | RDG | RTF | FOS | OPERATING | 2
CULV02027 | UK-0009 | Flume, 25.81 ft long | Culverts | RDG | RTF | FOS | OPERATING | 2
CULV02028 | UK-0009 | Culvert, Concrete, 61.69 ft long | Culverts | RDG | RTF | FOS | OPERATING | 5
CULV02029 | UK-0009 | Culvert, Concrete, 92.76 ft long | Culverts | RDG | RTF | FOS | OPERATING | 4
CULV02030 | UK-0009 | Culvert, Concrete, 47.83 ft long | Culverts | RDG | RTF | FOS | OPERATING | 4
CULV02031 | UK-0009 | Culvert, Concrete, 93.01 ft long | Culverts | RDG | RTF | FOS | OPERATING | 5
CULV02032 | UK-0009 | Flume, 14.05 ft long | Culverts | RDG | RTF | FOS | OPERATING | 2
CULV02033 | UK-0009 | Culvert, HDPE, 34.4 ft long | Culverts | RDG | RTF | FOS | OPERATING | 2
CULV02034 | UK-0009 | Culvert, Metal, 39.19 ft long | Culverts | RDG | RTF | FOS | OPERATING | 2
CULV02035 | UK-0009 | Culvert, Metal, 64.83 ft long | Culverts | RDG | RTF | FOS | OPERATING | 2
CULV02036 | UK-0009 | Culvert, Concrete, 66.25 ft long | Culverts | RDG | RTF | FOS | OPERATING | 1
CULV02037 | UK-0009 | Culvert, Concrete, 55.88 ft long | Culverts | RDG | RTF | FOS | OPERATING | 4
CULV02038 | UK-0009 | Culvert, Concrete, 40.72 ft long | Culverts | RDG | RTF | FOS | OPERATING | 4
CULV02062 | UK-0009 | Culvert, Concrete, 51.23 ft long | Culverts | RDG | RTF | FOS | OPERATING | 4
CULV02063 | UK-0009 | Flume, 25.19 ft long | Culverts | RDG | RTF | FOS | OPERATING | 2
CULV02064 | UK-0009 | Flume, 22.05 ft long | Culverts | RDG | RTF | FOS | OPERATING | 2
CULV02065 | UK-0009 | Culvert, Concrete, 72.89 ft long | Culverts | RDG | RTF | FOS | OPERATING | 4
CULV02066 | UK-0009 | Culvert, Metal, 41.27 ft long | Culverts | RDG | RTF | FOS | OPERATING | 3
CULV02067 | UK-0009 | Culvert, Concrete, 76.13 ft long | Culverts | RDG | RTF | FOS | OPERATING | 5
CULV02068 | UK-0009 | Culvert, 9.13 ft long | Culverts | RDG | RTF | FOS | OPERATING | 2
CULV02069 | UK-0009 | Culvert, Concrete, 66.31 ft long | Culverts | RDG | RTF | FOS | OPERATING | 4
CULV02070 | UK-0009 | Culvert, Concrete, 73.34 ft long | Culverts | RDG | RTF | FOS | OPERATING | 4
CULV02071 | UK-0009 | Flume, 15.22 ft long | Culverts | RDG | RTF | FOS | OPERATING | 2
CULV02072 | UK-0009 | Culvert, Concrete, 73.31 ft long | Culverts | RDG | RTF | FOS | OPERATING | 4
CULV02073 | UK-0009 | Culvert, Other, 67.46 ft long | Culverts | RDG | RTF | FOS | OPERATING | 3
CULV02074 | UK-0009 | Culvert, Concrete, 101.44 ft long | Culverts | RDG | RTF | FOS | OPERATING | 2
CULV02099 | UK-0009 | Flume, 31.94 ft long | Culverts | RDG | RTF | FOS | OPERATING | 2
CULV02100 | UK-0009 | Flume, 14.2 ft long | Culverts | RDG | RTF | FOS | OPERATING | 2
CULV02101 | UK-0009 | Culvert, Concrete, 32.4 ft long | Culverts | RDG | RTF | FOS | OPERATING | 3
CULV02102 | UK-0009 | Culvert, Concrete, 39.24 ft long | Culverts | RDG | RTF | FOS | OPERATING | 4
CULV02103 | UK-0009 | Culvert, Concrete, 53.3 ft long | Culverts | RDG | RTF | FOS | OPERATING | 4
CULV02104 | UK-0009 | Flume, 28.49 ft long | Culverts | RDG | RTF | FOS | OPERATING | 2
CULV02105 | UK-0009 | Flume, 30.64 ft long | Culverts | RDG | RTF | FOS | OPERATING | 2
CULV02106 | UK-0009 | Flume, 49.39 ft long | Culverts | RDG | RTF | FOS | OPERATING | 2
CULV02107 | UK-0009 | Culvert, Metal, 19.71 ft long | Culverts | RDG | RTF | FOS | OPERATING | 4
CULV02108 | UK-0009 | Culvert, Concrete, 92.87 ft long | Culverts | RDG | RTF | FOS | OPERATING | 4
CULV02109 | UK-0009 | Culvert, Concrete, 63.06 ft long | Culverts | RDG | RTF | FOS | OPERATING | 5
CULV02110 | UK-0009 | Culvert, Concrete, 97.31 ft long | Culverts | RDG | RTF | FOS | OPERATING | 4
CULV02111 | UK-0009 | Culvert, Concrete, 61.43 ft long | Culverts | RDG | RTF | FOS | OPERATING | 4
CULV02112 | UK-0009 | Culvert, Concrete, 80.46 ft long | Culverts | RDG | RTF | FOS | OPERATING | 4
CULV02133 | UK-0009 | 15.18 ft long | Culverts | RDG | RTF | FOS | OPERATING | 2
CULV02135 | UK-0009 | Culvert, Metal, 10.92 ft long | Culverts | RDG | RTF | FOS | OPERATING | 3
CULV02136 | UK-0009 | Flume, 21.42 ft long | Culverts | RDG | RTF | FOS | OPERATING | 2
CULV02137 | UK-0009 | Flume, 20.85 ft long | Culverts | RDG | RTF | FOS | OPERATING | 2
CULV02138 | UK-0009 | Culvert, Concrete, 72.76 ft long | Culverts | RDG | RTF | FOS | OPERATING | 4
CULV02139 | UK-0009 | 8.75 ft long | Culverts | RDG | RTF | FOS | OPERATING | 2
CULV02140 | UK-0009 | Culvert, Concrete, 39.72 ft long | Culverts | RDG | RTF | FOS | OPERATING | 4
CULV02141 | UK-0009 | Culvert, Concrete, 48.95 ft long | Culverts | RDG | RTF | FOS | OPERATING | 4
CULV02171 | UK-0009 | Culvert, 13.22 ft long | Culverts | RDG | RTF | FOS | OPERATING | 2
CULV02172 | UK-0009 | Culvert, Concrete, 67.38 ft long | Culverts | RDG | RTF | FOS | OPERATING | 4
CULV02173 | UK-0009 | Flume, 45.26 ft long | Culverts | RDG | RTF | FOS | OPERATING | 2
CULV02174 | UK-0009 | Flume, 16.61 ft long | Culverts | RDG | RTF | FOS | OPERATING | 2
CULV02175 | UK-0009 | Flume, 29.48 ft long | Culverts | RDG | RTF | FOS | OPERATING | 2
CULV02176 | UK-0009 | Flume, 6.65 ft long | Culverts | RDG | RTF | FOS | OPERATING | 2
CULV02177 | UK-0009 | Flume, 17.04 ft long | Culverts | RDG | RTF | FOS | OPERATING | 2
CULV02178 | UK-0009 | Culvert, Concrete, 57.11 ft long | Culverts | RDG | RTF | FOS | OPERATING | 4
CULV02179 | UK-0009 | Culvert, Concrete, 57.56 ft long | Culverts | RDG | RTF | FOS | OPERATING | 4
CULV02180 | UK-0009 | Culvert, Concrete, 75.28 ft long | Culverts | RDG | RTF | FOS | OPERATING | 4
CULV02181 | UK-0009 | Flume, 19.98 ft long | Culverts | RDG | RTF | FOS | OPERATING | 2
CULV02182 | UK-0009 | Culvert, HDPE, 34.62 ft long | Culverts | RDG | RTF | FOS | OPERATING | 2
CULV02183 | UK-0009 | Flume, 20.26 ft long | Culverts | RDG | RTF | FOS | OPERATING | 2
CULV02184 | UK-0009 | Flume, 24.47 ft long | Culverts | RDG | RTF | FOS | OPERATING | 2
CULV02208 | UK-0009 | Culvert, Concrete, 73.53 ft long | Culverts | RDG | RTF | FOS | OPERATING | 4
CULV02209 | UK-0009 | Flume, 19.75 ft long | Culverts | RDG | RTF | FOS | OPERATING | 2
CULV02210 | UK-0009 | Flume, 24.99 ft long | Culverts | RDG | RTF | FOS | OPERATING | 2
CULV02211 | UK-0009 | Flume, 7.28 ft long | Culverts | RDG | RTF | FOS | OPERATING | 2
CULV02212 | UK-0009 | Flume, 9.16 ft long | Culverts | RDG | RTF | FOS | OPERATING | 2
CULV02213 | UK-0009 | Flume, 18.67 ft long | Culverts | RDG | RTF | FOS | OPERATING | 2
CULV02214 | UK-0009 | Culvert, Concrete, 73.2 ft long | Culverts | RDG | RTF | FOS | OPERATING | 4
CULV02223 | UK-0009 | Culvert, Concrete, 65.06 ft long | Culverts | RDG | RTF | FOS | OPERATING | 3
CULV02224 | UK-0009 | Culvert, Concrete, 93.17 ft long | Culverts | RDG | RTF | FOS | OPERATING | 5
CULV02225 | UK-0009 | Flume, 22.37 ft long | Culverts | RDG | RTF | FOS | OPERATING | 2
CULV02226 | UK-0009 | Culvert, Concrete, 75.31 ft long | Culverts | RDG | RTF | FOS | OPERATING | 4
CULV02227 | UK-0009 | Culvert, Concrete, 73.35 ft long | Culverts | RDG | RTF | FOS | OPERATING | 4
CULV02228 | UK-0009 | Flume, 16.4 ft long | Culverts | RDG | RTF | FOS | OPERATING | 2
CULV02229 | UK-0009 | Flume, 13.14 ft long | Culverts | RDG | RTF | FOS | OPERATING | 2
CULV02230 | UK-0009 | Culvert, Concrete, 92.82 ft long | Culverts | RDG | RTF | FOS | OPERATING | 4
CULV02231 | UK-0009 | Culvert, Concrete, 93.79 ft long | Culverts | RDG | RTF | FOS | OPERATING | 4
CULV02232 | UK-0009 | Culvert, Concrete, 73.45 ft long | Culverts | RDG | RTF | FOS | OPERATING | 5
CULV02233 | UK-0009 | Flume, 21.7 ft long | Culverts | RDG | RTF | FOS | OPERATING | 2
CULV02260 | UK-0009 | Culvert, Concrete, 29.94 ft long | Culverts | RDG | RTF | FOS | OPERATING | 4
CULV02276 | UK-0009 | Flume, 10.26 ft long | Culverts | RDG | RTF | FOS | OPERATING | 2
CULV02277 | UK-0009 | Culvert, Concrete, 50.79 ft long | Culverts | RDG | RTF | FOS | OPERATING | 4
CULV02278 | UK-0009 | Flume, 6.13 ft long | Culverts | RDG | RTF | FOS | OPERATING | 2
CULV02279 | UK-0009 | Culvert, Concrete, 54.83 ft long | Culverts | RDG | RTF | FOS | OPERATING | 5
CULV02280 | UK-0009 | Flume, 15.64 ft long | Culverts | RDG | RTF | FOS | OPERATING | 2
CULV02281 | UK-0009 | Flume, 8.1 ft long | Culverts | RDG | RTF | FOS | OPERATING | 2
CULV02282 | UK-0009 | Culvert, Concrete, 50.93 ft long | Culverts | RDG | RTF | FOS | OPERATING | 4
CULV02283 | UK-0009 | Culvert, Concrete, 97.02 ft long | Culverts | RDG | RTF | FOS | OPERATING | 4
CULV02284 | UK-0009 | Culvert, Concrete, 92.83 ft long | Culverts | RDG | RTF | FOS | OPERATING | 4
CULV02285 | UK-0009 | Culvert, Metal, 100.48 ft long | Culverts | RDG | RTF | FOS | OPERATING | 2
CULV02286 | UK-0009 | Flume, 20.12 ft long | Culverts | RDG | RTF | FOS | OPERATING | 2
CULV02287 | UK-0009 | Culvert, Concrete, 108.03 ft long | Culverts | RDG | RTF | FOS | OPERATING | 4
CULV02312 | UK-0009 | Flume, 32.53 ft long | Culverts | RDG | RTF | FOS | OPERATING | 2
CULV02313 | UK-0009 | Flume, 13.35 ft long | Culverts | RDG | RTF | FOS | OPERATING | 2
CULV02314 | UK-0009 | Culvert, Concrete, 48.96 ft long | Culverts | RDG | RTF | FOS | OPERATING | 5
CULV02315 | UK-0009 | Culvert, Metal, 40.62 ft long | Culverts | RDG | RTF | FOS | OPERATING | 3
CULV02316 | UK-0009 | Culvert, Metal, 53.87 ft long | Culverts | RDG | RTF | FOS | OPERATING | 3
CULV02317 | UK-0009 | Culvert, Concrete, 41.48 ft long | Culverts | RDG | RTF | FOS | OPERATING | 4
CULV02318 | UK-0009 | Flume, 20.93 ft long | Culverts | RDG | RTF | FOS | OPERATING | 2
CULV02319 | UK-0009 | Culvert, Concrete, 85.71 ft long | Culverts | RDG | RTF | FOS | OPERATING | 4
CULV02345 | UK-0009 | Flume, 14.11 ft long | Culverts | RDG | RTF | FOS | OPERATING | 2
CULV02346 | UK-0009 | Flume, 21.35 ft long | Culverts | RDG | RTF | FOS | OPERATING | 2
CULV02347 | UK-0009 | Flume, 32.95 ft long | Culverts | RDG | RTF | FOS | OPERATING | 2
CULV02348 | UK-0009 | Flume, 26.67 ft long | Culverts | RDG | RTF | FOS | OPERATING | 2
CULV02349 | UK-0009 | Flume, 20.76 ft long | Culverts | RDG | RTF | FOS | OPERATING | 2
CULV02350 | UK-0009 | Culvert, HDPE, 41.43 ft long | Culverts | RDG | RTF | FOS | OPERATING | 3
CULV02351 | UK-0009 | Culvert, Concrete, 73.75 ft long | Culverts | RDG | RTF | FOS | OPERATING | 5
CULV02352 | UK-0009 | Culvert, Concrete, 72.99 ft long | Culverts | RDG | RTF | FOS | OPERATING | 2
CULV02353 | UK-0009 | Culvert, Concrete, 89.75 ft long | Culverts | RDG | RTF | FOS | OPERATING | 4
CULV02354 | UK-0009 | 6.56 ft long | Culverts | RDG | RTF | FOS | OPERATING | 2
CULV02379 | UK-0009 | Flume, 20.05 ft long | Culverts | RDG | RTF | FOS | OPERATING | 2
CULV02380 | UK-0009 | Flume, 15.6 ft long | Culverts | RDG | RTF | FOS | OPERATING | 2
CULV02381 | UK-0009 | Flume, 18.97 ft long | Culverts | RDG | RTF | FOS | OPERATING | 2
CULV02382 | UK-0009 | Flume, 27.04 ft long | Culverts | RDG | RTF | FOS | OPERATING | 2
CULV02383 | UK-0009 | Culvert, Concrete, 35.58 ft long | Culverts | RDG | RTF | FOS | OPERATING | 5
CULV02384 | UK-0009 | 15.47 ft long | Culverts | RDG | RTF | FOS | OPERATING | 2
CULV02385 | UK-0009 | Culvert, Concrete, 40.51 ft long | Culverts | RDG | RTF | FOS | OPERATING | 5
CULV02386 | UK-0009 | Flume, 37.59 ft long | Culverts | RDG | RTF | FOS | OPERATING | 2
CULV02387 | UK-0009 | Flume, 35.76 ft long | Culverts | RDG | RTF | FOS | OPERATING | 2
CULV02388 | UK-0009 | Flume, 17.32 ft long | Culverts | RDG | RTF | FOS | OPERATING | 2
CULV02389 | UK-0009 | Flume, 11.5 ft long | Culverts | RDG | RTF | FOS | OPERATING | 2
CULV02390 | UK-0009 | Culvert, Metal, 25.11 ft long | Culverts | RDG | RTF | FOS | OPERATING | 5
CULV02391 | UK-0009 | Flume, 20.99 ft long | Culverts | RDG | RTF | FOS | OPERATING | 2
CULV02392 | UK-0009 | Flume, 17.58 ft long | Culverts | RDG | RTF | FOS | OPERATING | 2
CULV02393 | UK-0009 | Culvert, Concrete, 44.74 ft long | Culverts | RDG | RTF | FOS | OPERATING | 4
CULV02394 | UK-0009 | Culvert, Concrete, 32.55 ft long | Culverts | RDG | RTF | FOS | OPERATING | 3
CULV02395 | UK-0009 | Culvert, Concrete, 48.68 ft long | Culverts | RDG | RTF | FOS | OPERATING | 4
CULV02422 | UK-0009 | Flume, 58.18 ft long | Culverts | RDG | RTF | FOS | OPERATING | 2
CULV02423 | UK-0009 | 38.89 ft long | Culverts | RDG | RTF | FOS | OPERATING | 2
CULV02424 | UK-0009 | Culvert, Concrete, 39.06 ft long | Culverts | RDG | RTF | FOS | OPERATING | 4
CULV02425 | UK-0009 | Flume, 21 ft long | Culverts | RDG | RTF | FOS | OPERATING | 2
CULV02426 | UK-0009 | Flume, 6.88 ft long | Culverts | RDG | RTF | FOS | OPERATING | 2
CULV02427 | UK-0009 | Culvert, Concrete, 50.91 ft long | Culverts | RDG | RTF | FOS | OPERATING | 5
CULV02428 | UK-0009 | Flume, 20.86 ft long | Culverts | RDG | RTF | FOS | OPERATING | 2
CULV02429 | UK-0009 | Flume, 16.76 ft long | Culverts | RDG | RTF | FOS | OPERATING | 2
CULV02430 | UK-0009 | Culvert, Concrete, 40.52 ft long | Culverts | RDG | RTF | FOS | OPERATING | 4
CULV02431 | UK-0009 | Culvert, Concrete, 8.28 ft long | Culverts | RDG | RTF | FOS | OPERATING | 3
CULV02432 | UK-0009 | Flume, 20.14 ft long | Culverts | RDG | RTF | FOS | OPERATING | 2
CULV02433 | UK-0009 | Culvert, Concrete, 52.97 ft long | Culverts | RDG | RTF | FOS | OPERATING | 3
CULV02434 | UK-0009 | Culvert, Metal, 18.04 ft long | Culverts | RDG | RTF | FOS | OPERATING | 2
CULV02454 | UK-0009 | Flume, 52.38 ft long | Culverts | RDG | RTF | FOS | OPERATING | 2
CULV02455 | UK-0009 | Flume, 24.64 ft long | Culverts | RDG | RTF | FOS | OPERATING | 2
CULV02456 | UK-0009 | Culvert, Concrete, 48.97 ft long | Culverts | RDG | RTF | FOS | OPERATING | 4
CULV02457 | UK-0009 | Culvert, Concrete, 72.8 ft long | Culverts | RDG | RTF | FOS | OPERATING | 3
CULV02458 | UK-0009 | Culvert, Concrete, 50.01 ft long | Culverts | RDG | RTF | FOS | OPERATING | 5
CULV02459 | UK-0009 | Culvert, Concrete, 66.37 ft long | Culverts | RDG | RTF | FOS | OPERATING | 5
CULV02460 | UK-0009 | Culvert, Concrete, 92.86 ft long | Culverts | RDG | RTF | FOS | OPERATING | 3
CULV02461 | UK-0009 | Culvert, Concrete, 75.36 ft long | Culverts | RDG | RTF | FOS | OPERATING | 4
CULV02462 | UK-0009 | Culvert, Concrete, 75.35 ft long | Culverts | RDG | RTF | FOS | OPERATING | 4
CULV02463 | UK-0009 | Culvert, Concrete, 29.09 ft long | Culverts | RDG | RTF | FOS | OPERATING | 4
CULV02464 | UK-0009 | Culvert, Concrete, 60.85 ft long | Culverts | RDG | RTF | FOS | OPERATING | 4
CULV02465 | UK-0009 | Culvert, Concrete, 56.33 ft long | Culverts | RDG | RTF | FOS | OPERATING | 4
CULV02466 | UK-0009 | Culvert, Concrete, 81.08 ft long | Culverts | RDG | RTF | FOS | OPERATING | 4
CULV02467 | UK-0009 | Flume, 24.44 ft long | Culverts | RDG | RTF | FOS | OPERATING | 2
CULV02468 | UK-0009 | Culvert, Concrete, 55.81 ft long | Culverts | RDG | RTF | FOS | OPERATING | 4
CULV02469 | UK-0009 | Culvert, 50.26 ft long | Culverts | RDG | RTF | FOS | OPERATING | 2
CULV02489 | UK-0009 | Culvert, Concrete, 64.84 ft long | Culverts | RDG | RTF | FOS | OPERATING | 4
CULV02490 | UK-0009 | Culvert, Concrete, 49.24 ft long | Culverts | RDG | RTF | FOS | OPERATING | 4
CULV02491 | UK-0009 | Flume, 12.34 ft long | Culverts | RDG | RTF | FOS | OPERATING | 2
CULV02492 | UK-0009 | Culvert, Concrete, 61.26 ft long | Culverts | RDG | RTF | FOS | OPERATING | 4
CULV02493 | UK-0009 | Flume, 29.05 ft long | Culverts | RDG | RTF | FOS | OPERATING | 2
CULV02498 | UK-0009 | Flume, 53.11 ft long | Culverts | RDG | RTF | FOS | OPERATING | 2
CULV02499 | UK-0009 | Flume, 25.33 ft long | Culverts | RDG | RTF | FOS | OPERATING | 2
CULV02500 | UK-0009 | Flume, 25.11 ft long | Culverts | RDG | RTF | FOS | OPERATING | 2
CULV02501 | UK-0009 | Flume, 16.62 ft long | Culverts | RDG | RTF | FOS | OPERATING | 2
CULV02502 | UK-0009 | Culvert, Concrete, 75.65 ft long | Culverts | RDG | RTF | FOS | OPERATING | 4
CULV02503 | UK-0009 | Culvert, Concrete, 57.19 ft long | Culverts | RDG | RTF | FOS | OPERATING | 4
CULV02504 | UK-0009 | Culvert, Concrete, 57.17 ft long | Culverts | RDG | RTF | FOS | OPERATING | 4
CULV02505 | UK-0009 | Flume, 17.48 ft long | Culverts | RDG | RTF | FOS | OPERATING | 2
CULV02506 | UK-0009 | Culvert, HDPE, 34.37 ft long | Culverts | RDG | RTF | FOS | OPERATING | 2
CULV02507 | UK-0009 | Culvert, Metal, 56.09 ft long | Culverts | RDG | RTF | FOS | OPERATING | 4
CULV02508 | UK-0009 | 6.72 ft long | Culverts | RDG | RTF | FOS | OPERATING | 2
CULV02509 | UK-0009 | Culvert, Concrete, 39.64 ft long | Culverts | RDG | RTF | FOS | OPERATING | 4
CULV02531 | UK-0009 | Culvert, Concrete, 64.62 ft long | Culverts | RDG | RTF | FOS | OPERATING | 4
CULV02532 | UK-0009 | 3.86 ft long | Culverts | RDG | RTF | FOS | OPERATING | 2
CULV02533 | UK-0009 | Culvert, Concrete, 64.84 ft long | Culverts | RDG | RTF | FOS | OPERATING | 4
CULV02534 | UK-0009 | Culvert, Concrete, 32.38 ft long | Culverts | RDG | RTF | FOS | OPERATING | 3
CULV02535 | UK-0009 | Culvert, Concrete, 55.05 ft long | Culverts | RDG | RTF | FOS | OPERATING | 5
CULV02536 | UK-0009 | Culvert, HDPE, 76.07 ft long | Culverts | RDG | RTF | FOS | OPERATING | 4
CULV02537 | UK-0009 | Culvert, Concrete, 77.16 ft long | Culverts | RDG | RTF | FOS | OPERATING | 5
CULV02538 | UK-0009 | Culvert, Metal, 53.51 ft long | Culverts | RDG | RTF | FOS | OPERATING | 3
CULV02539 | UK-0009 | Culvert, Metal, 40.26 ft long | Culverts | RDG | RTF | FOS | OPERATING | 4
CULV02540 | UK-0009 | Culvert, Concrete, 28.53 ft long | Culverts | RDG | RTF | FOS | OPERATING | 4
CULV02541 | UK-0009 | Culvert, Concrete, 73.33 ft long | Culverts | RDG | RTF | FOS | OPERATING | 5
CULV02542 | UK-0009 | Culvert, Concrete, 61.33 ft long | Culverts | RDG | RTF | FOS | OPERATING | 4
CULV02543 | UK-0009 | 9.25 ft long | Culverts | RDG | RTF | FOS | OPERATING | 2
CULV02564 | UK-0009 | Culvert, Concrete, 48.97 ft long | Culverts | RDG | RTF | FOS | OPERATING | 5
CULV02565 | UK-0009 | Culvert, Concrete, 97.14 ft long | Culverts | RDG | RTF | FOS | OPERATING | 4
CULV02566 | UK-0009 | Culvert, Concrete, 73.71 ft long | Culverts | RDG | RTF | FOS | OPERATING | 5
CULV02567 | UK-0009 | Culvert, Concrete, 89.81 ft long | Culverts | RDG | RTF | FOS | OPERATING | 4
CULV02568 | UK-0009 | 7.82 ft long | Culverts | RDG | RTF | FOS | OPERATING | 2
CULV02569 | UK-0009 | Culvert, Concrete, 72.84 ft long | Culverts | RDG | RTF | FOS | OPERATING | 5
CULV02570 | UK-0009 | Culvert, Concrete, 108.54 ft long | Culverts | RDG | RTF | FOS | OPERATING | 4
CULV02598 | UK-0009 | Flume, 45.75 ft long | Culverts | RDG | RTF | FOS | OPERATING | 2
CULV02605 | UK-0009 | Culvert, Concrete, 69.89 ft long | Culverts | RDG | RTF | FOS | OPERATING | 4
CULV02606 | UK-0009 | Culvert, Concrete, 38.58 ft long | Culverts | RDG | RTF | FOS | OPERATING | 4
CULV02607 | UK-0009 | Culvert, Concrete, 60.4 ft long | Culverts | RDG | RTF | FOS | OPERATING | 3
CULV02608 | UK-0009 | Culvert, Concrete, 72.79 ft long | Culverts | RDG | RTF | FOS | OPERATING | 4
CULV02609 | UK-0009 | Culvert, HDPE, 89.26 ft long | Culverts | RDG | RTF | FOS | OPERATING | 3
CULV02610 | UK-0009 | Culvert, HDPE, 89.21 ft long | Culverts | RDG | RTF | FOS | OPERATING | 3
CULV02611 | UK-0009 | Culvert, Concrete, 69.38 ft long | Culverts | RDG | RTF | FOS | OPERATING | 4
CULV02612 | UK-0009 | Culvert, Concrete, 65.76 ft long | Culverts | RDG | RTF | FOS | OPERATING | 4
CULV02613 | UK-0009 | Culvert, Concrete, 145.42 ft long | Culverts | RDG | RTF | FOS | OPERATING | 4
CULV02616 | UK-0009 | Culvert, Metal, 14.88 ft long | Culverts | RDG | RTF | FOS | OPERATING | 4
CULV02617 | UK-0009 | Culvert, Metal, 65.98 ft long | Culverts | RDG | RTF | FOS | OPERATING | 4
CULV02618 | UK-0009 | Flume, Concrete, 11.96 ft long | Culverts | RDG | RTF | FOS | OPERATING | 2
CULV02619 | UK-0009 | Flume, 15.2 ft long | Culverts | RDG | RTF | FOS | OPERATING | 2
CULV02620 | UK-0009 | Flume, 15.18 ft long | Culverts | RDG | RTF | FOS | OPERATING | 2
CULV02621 | UK-0009 | Flume, 9.15 ft long | Culverts | RDG | RTF | FOS | OPERATING | 2
CULV02622 | UK-0009 | Flume, 7.93 ft long | Culverts | RDG | RTF | FOS | OPERATING | 2
CULV02623 | UK-0009 | Flume, 9.71 ft long | Culverts | RDG | RTF | FOS | OPERATING | 2
CULV02624 | UK-0009 | Flume, 10.9 ft long | Culverts | RDG | RTF | FOS | OPERATING | 2
CULV02625 | UK-0009 | Flume, 9.68 ft long | Culverts | RDG | RTF | FOS | OPERATING | 2
CULV02626 | UK-0009 | Flume, 12.26 ft long | Culverts | RDG | RTF | FOS | OPERATING | 2
CULV02627 | UK-0009 | Flume, 51.04 ft long | Culverts | RDG | RTF | FOS | OPERATING | 2
CULV02628 | UK-0009 | Flume, 16.1 ft long | Culverts | RDG | RTF | FOS | OPERATING | 2
CULV02629 | UK-0009 | Flume, Concrete, 24.05 ft long | Culverts | RDG | RTF | FOS | OPERATING | 2
CULV02671 | UK-0009 | Culvert, Concrete, 24.61 ft long | Culverts | RDG | RTF | FOS | OPERATING | 4
CULV02673 | UK-0009 | Culvert, PVC, 5.13 ft long | Culverts | RDG | N/A | NOS | MISSING | 3
CULV02674 | UK-0009 | Culvert, Concrete, 86.21 ft long | Culverts | RDG | RTF | FOS | OPERATING | 4
CULV02675 | UK-0009 | Culvert, Concrete, 85.74 ft long | Culverts | RDG | RTF | FOS | OPERATING | 4
CULV02676 | UK-0009 | Culvert, HDPE, 19.28 ft long | Culverts | RDG | RTF | FOS | OPERATING | 4
CULV02677 | UK-0009 | Culvert, Concrete, 24.43 ft long | Culverts | RDG | RTF | FOS | OPERATING | 4
CULV02678 | UK-0009 | Culvert, HDPE, 18.97 ft long | Culverts | RDG | RTF | FOS | OPERATING | 2
CULV02679 | UK-0009 | Culvert, Metal, 29.26 ft long | Culverts | RDG | RTF | FOS | OPERATING | 4
CULV02680 | UK-0009 | Culvert, Metal, 29.26 ft long | Culverts | RDG | RTF | FOS | OPERATING | 4
CULV02681 | UK-0009 | 24.82 ft long | Culverts | RDG | RTF | FOS | OPERATING | 2
CULV02682 | UK-0009 | Culvert, Other, 27.99 ft long | Culverts | RDG | RTF | FOS | OPERATING | 2
CULV02683 | UK-0009 | Culvert, Metal, 37.52 ft long | Culverts | RDG | RTF | FOS | OPERATING | 4
CULV02684 | UK-0009 | Culvert, Metal, 32.95 ft long | Culverts | RDG | RTF | FOS | OPERATING | 4
CULV02685 | UK-0009 | Culvert, Metal, 32.95 ft long | Culverts | RDG | RTF | FOS | OPERATING | 4
CULV02686 | UK-0009 | Culvert, Metal, 32.95 ft long | Culverts | RDG | RTF | FOS | OPERATING | 4
CULV02687 | UK-0009 | Culvert, Metal, 32.95 ft long | Culverts | RDG | RTF | FOS | OPERATING | 4
CULV02688 | UK-0009 | Other, 31.46 ft long | Culverts | RDG | RTF | FOS | OPERATING | 2
CULV02692 | UK-0009 | Culvert, Concrete, 39.98 ft long | Culverts | RDG | RTF | FOS | OPERATING | 4
CULV02693 | UK-0009 | Culvert, Concrete, 84.06 ft long | Culverts | RDG | RTF | FOS | OPERATING | 4
CULV02694 | UK-0009 | Culvert, Concrete, 32.13 ft long | Culverts | RDG | RTF | FOS | OPERATING | 4
CULV02695 | UK-0009 | Culvert, Concrete, 51.61 ft long | Culverts | RDG | RTF | FOS | OPERATING | 4
CULV02696 | UK-0009 | 87.99 ft long | Culverts | RDG | RTF | FOS | OPERATING | 2
CULV02697 | UK-0009 | Culvert, HDPE, 55.95 ft long | Culverts | RDG | RTF | FOS | OPERATING | 4
CULV02698 | UK-0009 | Culvert, HDPE, 47.27 ft long | Culverts | RDG | RTF | FOS | OPERATING | 4
CULV02699 | UK-0009 | Culvert, Metal, 51.08 ft long | Culverts | RDG | RTF | FOS | OPERATING | 4
CULV02700 | UK-0009 | Culvert, HDPE, 25.08 ft long | Culverts | RDG | RTF | FOS | OPERATING | 4
CULV02702 | UK-0009 | 49.2 ft long | Culverts | RDG | RTF | FOS | OPERATING | 2
CULV02703 | UK-0009 | Culvert, 54.6 ft long | Culverts | RDG | RTF | FOS | OPERATING | 1
CULV02704 | UK-0009 | 28.48 ft long | Culverts | RDG | RTF | FOS | OPERATING | 2
CULV02705 | UK-0009 | 25.88 ft long | Culverts | RDG | RTF | FOS | OPERATING | 2
CULV02706 | UK-0009 | 22.96 ft long | Culverts | RDG | RTF | FOS | OPERATING | 2
CULV02708 | UK-0009 | Culvert, HDPE, 90.08 ft long | Culverts | RDG | RTF | FOS | OPERATING | 3
CULV02709 | UK-0009 | Culvert, Concrete, 85.28 ft long | Culverts | RDG | RTF | FOS | OPERATING | 4
CULV02710 | UK-0009 | Culvert, Concrete, 4.03 ft long | Culverts | RDG | RTF | FOS | OPERATING | 4
CULV02711 | UK-0009 | Flume, 26.84 ft long | Culverts | RDG | RTF | FOS | OPERATING | 2
CULV02712 | UK-0009 | 62.05 ft long | Culverts | RDG | RTF | FOS | OPERATING | 2
CULV02715 | UK-0009 | Culvert, Metal, 41.57 ft long | Culverts | RDG | RTF | FOS | OPERATING | 4
CULV02716 | UK-0009 | Culvert, Metal, 26.25 ft long | Culverts | RDG | RTF | FOS | OPERATING | 3
CULV02717 | UK-0009 | 33.12 ft long | Culverts | RDG | RTF | FOS | OPERATING | 2
CULV02718 | UK-0009 | 24.46 ft long | Culverts | RDG | RTF | FOS | OPERATING | 2
CULV02719 | UK-0009 | Culvert, Metal, 22.8 ft long | Culverts | RDG | RTF | FOS | OPERATING | 4
CULV02720 | UK-0009 | Culvert, Concrete, 51.34 ft long | Culverts | RDG | RTF | FOS | OPERATING | 3
CULV02721 | UK-0009 | Culvert, Concrete, 103.86 ft long | Culverts | RDG | RTF | FOS | OPERATING | 4
CULV02722 | UK-0009 | Culvert, Metal, 79.11 ft long | Culverts | RDG | RTF | FOS | OPERATING | 5
CULV02723 | UK-0009 | Culvert, Concrete, 79.9 ft long | Culverts | RDG | RTF | FOS | OPERATING | 4
CULV02724 | UK-0009 | Culvert, Concrete, 79.66 ft long | Culverts | RDG | RTF | FOS | OPERATING | 4
CULV02725 | UK-0009 | Culvert, HDPE, 55.27 ft long | Culverts | RDG | RTF | FOS | OPERATING | 4
CULV02726 | UK-0009 | Culvert, HDPE, 55.47 ft long | Culverts | RDG | RTF | FOS | OPERATING | 4
CULV02727 | UK-0009 | Culvert, HDPE, 35.4 ft long | Culverts | RDG | RTF | FOS | OPERATING | 5
CULV02728 | UK-0009 | Culvert, HDPE, 35.41 ft long | Culverts | RDG | RTF | FOS | OPERATING | 5
CULV02729 | UK-0009 | Culvert, Metal, 22.71 ft long | Culverts | RDG | RTF | FOS | OPERATING | 2
CULV02730 | UK-0009 | Culvert, Metal, 22.71 ft long | Culverts | RDG | RTF | FOS | OPERATING | 1
CULV02731 | UK-0009 | Culvert, HDPE, 86.65 ft long | Culverts | RDG | RTF | FOS | OPERATING | 4
CULV02732 | UK-0009 | Culvert, HDPE, 87.01 ft long | Culverts | RDG | RTF | FOS | OPERATING | 4
CULV02733 | UK-0009 | Culvert, HDPE, 86.3 ft long | Culverts | RDG | RTF | FOS | OPERATING | 4
CULV02734 | UK-0009 | Flume, 5.68 ft long | Culverts | RDG | RTF | FOS | OPERATING | 2
CULV02735 | UK-0009 | Culvert, 19.83 ft long | Culverts | RDG | RTF | FOS | OPERATING | 3
CULV02736 | UK-0009 | Flume, 22.62 ft long | Culverts | RDG | RTF | FOS | OPERATING | 2
CULV02737 | UK-0009 | Flume, 14.84 ft long | Culverts | RDG | RTF | FOS | OPERATING | 2
CULV02738 | UK-0009 | 7.13 ft long | Culverts | RDG | RTF | FOS | OPERATING | 2
CULV02739 | UK-0009 | Culvert, Concrete, 11.23 ft long | Culverts | RDG | RTF | FOS | OPERATING | 4
CULV02740 | UK-0009 | Culvert, Metal, 23.58 ft long | Culverts | RDG | RTF | FOS | OPERATING | 3
CULV02741 | UK-0009 | Culvert, Metal, 26.46 ft long | Culverts | RDG | RTF | FOS | OPERATING | 3
CULV02742 | UK-0009 | Culvert, Concrete, 80.34 ft long | Culverts | RDG | RTF | FOS | OPERATING | 4
CULV02743 | UK-0009 | Flume, 10.79 ft long | Culverts | RDG | RTF | FOS | OPERATING | 2
CULV02744 | UK-0009 | Flume, 15.26 ft long | Culverts | RDG | RTF | FOS | OPERATING | 2
CULV02745 | UK-0009 | Flume, 20.08 ft long | Culverts | RDG | RTF | FOS | OPERATING | 2
CULV02746 | UK-0009 | Flume, 25.92 ft long | Culverts | RDG | RTF | FOS | OPERATING | 2
CULV02747 | UK-0009 | Culvert, 16.63 ft long | Culverts | RDG | RTF | FOS | OPERATING | 2
CULV02748 | UK-0009 | Flume, 12.59 ft long | Culverts | RDG | RTF | FOS | OPERATING | 2
CULV02749 | UK-0009 | Culvert, Concrete, 34.85 ft long | Culverts | RDG | RTF | FOS | OPERATING | 4
CULV02750 | UK-0009 | Culvert, Metal, 19.33 ft long | Culverts | RDG | RTF | FOS | OPERATING | 2
CULV02751 | UK-0009 | Culvert, Metal, 7.43 ft long | Culverts | RDG | RTF | FOS | OPERATING | 1
CULV02752 | UK-0009 | Flume, 30.13 ft long | Culverts | RDG | RTF | FOS | OPERATING | 2
CULV02753 | UK-0009 | Culvert, Concrete, 16.67 ft long | Culverts | RDG | RTF | FOS | OPERATING | 4
CULV02754 | UK-0009 | Culvert, Concrete, 19.98 ft long | Culverts | RDG | RTF | FOS | OPERATING | 4
CULV02755 | UK-0009 | Culvert, Concrete, 88.36 ft long | Culverts | RDG | RTF | FOS | OPERATING | 4
CULV02756 | UK-0009 | Culvert, Concrete, 88.36 ft long | Culverts | RDG | RTF | FOS | OPERATING | 4
CULV02758 | UK-0009 | Culvert, Concrete, 13.71 ft long | Culverts | RDG | RTF | FOS | OPERATING | 3
CULV02759 | UK-0009 | Flume, 25.96 ft long | Culverts | RDG | RTF | FOS | OPERATING | 2
CULV02760 | UK-0009 | Flume, 17.87 ft long | Culverts | RDG | RTF | FOS | OPERATING | 2
CULV02761 | UK-0009 | Flume, 14.38 ft long | Culverts | RDG | RTF | FOS | OPERATING | 2
CULV02762 | UK-0009 | Culvert, 60.47 ft long | Culverts | RDG | RTF | FOS | OPERATING | 2
CULV02763 | UK-0009 | Culvert, 60.47 ft long | Culverts | RDG | RTF | FOS | OPERATING | 2
CULV02764 | UK-0009 | Culvert, 60.47 ft long | Culverts | RDG | RTF | FOS | OPERATING | 2
CULV02765 | UK-0009 | Culvert, 52.85 ft long | Culverts | RDG | RTF | FOS | OPERATING | 2
CULV02766 | UK-0009 | Culvert, Metal, 19.98 ft long | Culverts | RDG | RTF | FOS | OPERATING | 3
CULV02767 | UK-0009 | Culvert, Concrete, 53.21 ft long | Culverts | RDG | RTF | FOS | OPERATING | 2
CULV02768 | UK-0009 | Flume, 23.16 ft long | Culverts | RDG | RTF | FOS | OPERATING | 2
CULV02769 | UK-0009 | Culvert, HDPE, 61.18 ft long | Culverts | RDG | RTF | FOS | OPERATING | 3
CULV02770 | UK-0009 | Culvert, Concrete, 81.97 ft long | Culverts | RDG | RTF | FOS | OPERATING | 4
CULV02771 | UK-0009 | Flume, 24.51 ft long | Culverts | RDG | RTF | FOS | OPERATING | 2
CULV02772 | UK-0009 | Flume, 25.07 ft long | Culverts | RDG | RTF | FOS | OPERATING | 2
CULV02773 | UK-0009 | Culvert, 81.5 ft long | Culverts | RDG | RTF | FOS | OPERATING | 4
CULV02774 | UK-0009 | Culvert, Metal, 10 ft long | Culverts | RDG | RTF | FOS | OPERATING | 3
CULV02775 | UK-0009 | 12.93 ft long | Culverts | RDG | RTF | FOS | OPERATING | 2
CULV02776 | UK-0009 | 14.86 ft long | Culverts | RDG | N/A | XSD | DECOMMISSIONED | 2
CULV02777 | UK-0009 | Flume, 15.03 ft long | Culverts | RDG | RTF | FOS | OPERATING | 2
CULV02778 | UK-0009 | Flume, 10.92 ft long | Culverts | RDG | RTF | FOS | OPERATING | 2
CULV02779 | UK-0009 | Culvert, Metal, 27.92 ft long | Culverts | RDG | RTF | FOS | OPERATING | 2
CULV02780 | UK-0009 | Culvert, Metal, 27.79 ft long | Culverts | RDG | RTF | FOS | OPERATING | 2
CULV02782 | UK-0009 | 30.95 ft long | Culverts | RDG | RTF | FOS | OPERATING | 2
CULV02783 | UK-0009 | Culvert, PVC, 5.42 ft long | Culverts | RDG | RTF | FOS | OPERATING | 3
CULV02784 | UK-0009 | Culvert, PVC, 5.64 ft long | Culverts | RDG | RTF | FOS | OPERATING | 3
CULV02785 | UK-0009 | PVC, 9.88 ft long | Culverts | RDG | RTF | FOS | OPERATING | 2
CULV02786 | UK-0009 | 10.67 ft long | Culverts | RDG | RTF | FOS | OPERATING | 2
CULV02787 | UK-0009 | Culvert, Concrete, 71.3 ft long | Culverts | RDG | RTF | FOS | OPERATING | 4
CULV02788 | UK-0009 | Culvert, Metal, 75.13 ft long | Culverts | RDG | RTF | FOS | OPERATING | 2
CULV02789 | UK-0009 | Culvert, Metal, 120.25 ft long | Culverts | RDG | RTF | FOS | OPERATING | 4
CULV02790 | UK-0009 | Culvert, Metal, 20.11 ft long | Culverts | RDG | RTF | FOS | OPERATING | 3
CULV02791 | UK-0009 | Culvert, Metal, 19.98 ft long | Culverts | RDG | RTF | FOS | OPERATING | 3
CULV02792 | UK-0009 | Flume, 291.72 ft long | Culverts | RDG | RTF | FOS | OPERATING | 2
CULV02793 | UK-0009 | Flume, 31.24 ft long | Culverts | RDG | RTF | FOS | OPERATING | 2
CULV02794 | UK-0009 | Flume, 11.9 ft long | Culverts | RDG | RTF | FOS | OPERATING | 2
CULV02795 | UK-0009 | Flume, 11.9 ft long | Culverts | RDG | RTF | FOS | OPERATING | 2
CULV02796 | UK-0009 | Flume, 22.73 ft long | Culverts | RDG | RTF | FOS | OPERATING | 2
CULV02797 | UK-0009 | Flume, 18.62 ft long | Culverts | RDG | RTF | FOS | OPERATING | 2
CULV02798 | UK-0009 | Flume, 34.59 ft long | Culverts | RDG | RTF | FOS | OPERATING | 2
CULV02799 | UK-0009 | Flume, 36.16 ft long | Culverts | RDG | RTF | FOS | OPERATING | 2
CULV02800 | UK-0009 | Culvert, Concrete, 61.87 ft long | Culverts | RDG | RTF | FOS | OPERATING | 5
CULV02801 | UK-0009 | Culvert, Concrete, 52.56 ft long | Culverts | RDG | RTF | FOS | OPERATING | 3
CULV02802 | UK-0009 | 27.16 ft long | Culverts | RDG | RTF | FOS | OPERATING | 2
CULV02803 | UK-0009 | Culvert, Metal, 37.41 ft long | Culverts | RDG | RTF | FOS | OPERATING | 1
CULV02804 | UK-0009 | Culvert, Metal, 30.13 ft long | Culverts | RDG | RTF | FOS | OPERATING | 4
CULV02805 | UK-0009 | Culvert, Metal, 49.83 ft long | Culverts | RDG | RTF | FOS | OPERATING | 3
CULV02806 | UK-0009 | Culvert, Metal, 48.18 ft long | Culverts | RDG | RTF | FOS | OPERATING | 3
CULV02807 | UK-0009 | Culvert, Metal, 30.17 ft long | Culverts | RDG | RTF | FOS | OPERATING | 3
CULV02808 | UK-0009 | Culvert, Metal, 37.74 ft long | Culverts | RDG | RTF | FOS | OPERATING | 3
CULV02809 | UK-0009 | Culvert, Metal, 28.42 ft long | Culverts | RDG | RTF | FOS | OPERATING | 3
CULV02810 | UK-0009 | Culvert, 36.21 ft long | Culverts | RDG | RTF | FOS | OPERATING | 2
CULV02811 | UK-0009 | Culvert, Metal, 35.59 ft long | Culverts | RDG | RTF | FOS | OPERATING | 4
CULV02812 | UK-0009 | Culvert, Concrete, 36.51 ft long | Culverts | RDG | RTF | FOS | OPERATING | 3
CULV02813 | UK-0009 | Culvert, Metal, 37.81 ft long | Culverts | RDG | RTF | FOS | OPERATING | 3
CULV02814 | UK-0009 | Culvert, Concrete, 34.89 ft long | Culverts | RDG | RTF | FOS | OPERATING | 3
CULV02815 | UK-0009 | Culvert, Metal, 37.42 ft long | Culverts | RDG | RTF | FOS | OPERATING | 3
CULV02817 | UK-0009 | Culvert, 29.32 ft long | Culverts | RDG | RTF | FOS | OPERATING | 2
CULV02818 | UK-0009 | Culvert, 30.99 ft long | Culverts | RDG | RTF | FOS | OPERATING | 2
CULV02819 | UK-0009 | Culvert, Concrete, 31.85 ft long | Culverts | RDG | RTF | FOS | OPERATING | 4
CULV02820 | UK-0009 | 77.4 ft long | Culverts | RDG | RTF | FOS | OPERATING | 2
CULV02821 | UK-0009 | Culvert, HDPE, 38.03 ft long | Culverts | RDG | RTF | FOS | OPERATING | 4
CULV02822 | UK-0009 | Culvert, Concrete, 50.42 ft long | Culverts | RDG | RTF | FOS | OPERATING | 1
CULV02823 | UK-0009 | Culvert, Concrete, 46.35 ft long | Culverts | RDG | RTF | FOS | OPERATING | 3
CULV02824 | UK-0009 | Culvert, Metal, 33.57 ft long | Culverts | RDG | RTF | FOS | OPERATING | 1
CULV02825 | UK-0009 | Culvert, Metal, 23.76 ft long | Culverts | RDG | RTF | FOS | OPERATING | 3
CULV02826 | UK-0009 | Culvert, Concrete, 30.12 ft long | Culverts | RDG | RTF | FOS | OPERATING | 1
CULV02827 | UK-0009 | Culvert, Concrete, 30.12 ft long | Culverts | RDG | RTF | FOS | OPERATING | 2
CULV02828 | UK-0009 | Culvert, 46.83 ft long | Culverts | RDG | RTF | FOS | OPERATING | 2
CULV02829 | UK-0009 | Culvert, Other, 39.45 ft long | Culverts | RDG | RTF | FOS | OPERATING | 2
CULV02832 | UK-0009 | 24.01 ft long | Culverts | RDG | RTF | FOS | OPERATING | 2
CULV02833 | UK-0009 | Culvert, Metal, 37.02 ft long | Culverts | RDG | RTF | FOS | OPERATING | 2
CULV02834 | UK-0009 | Culvert, Metal, 37.09 ft long | Culverts | RDG | RTF | FOS | OPERATING | 2
CULV02835 | UK-0009 | Culvert, Metal, 23.19 ft long | Culverts | RDG | RTF | FOS | OPERATING | 2
CULV02836 | UK-0009 | Culvert, Metal, 48.99 ft long | Culverts | RDG | RTF | FOS | OPERATING | 4
CULV02837 | UK-0009 | Culvert, Metal, 22.7 ft long | Culverts | RDG | N/A | NOS | MISSING | 3
CULV02838 | UK-0009 | Culvert, HDPE, 57.69 ft long | Culverts | RDG | RTF | FOS | OPERATING | 4
CULV02839 | UK-0009 | Culvert, Metal, 17.73 ft long | Culverts | RDG | RTF | FOS | OPERATING | 2
CULV02840 | UK-0009 | Culvert, Concrete, 56.29 ft long | Culverts | RDG | RTF | FOS | OPERATING | 4
CULV02841 | UK-0009 | 37.88 ft long | Culverts | RDG | RTF | FOS | OPERATING | 2
CULV02842 | UK-0009 | Culvert, Metal, 21.22 ft long | Culverts | RDG | RTF | FOS | OPERATING | 3
CULV02843 | UK-0009 | Culvert, 46.41 ft long | Culverts | RDG | RTF | FOS | OPERATING | 2
CULV02844 | UK-0009 | Culvert, 31.24 ft long | Culverts | RDG | RTF | FOS | OPERATING | 2
CULV02845 | UK-0009 | Culvert, Metal, 26.79 ft long | Culverts | RDG | RTF | FOS | OPERATING | 2
CULV02846 | UK-0009 | Culvert, 62.48 ft long | Culverts | RDG | RTF | FOS | OPERATING | 2
CULV02847 | UK-0009 | 23.44 ft long | Culverts | RDG | RTF | FOS | OPERATING | 2
CULV02848 | UK-0009 | Culvert, Metal, 42.55 ft long | Culverts | RDG | RTF | FOS | OPERATING | 4
CULV02849 | UK-0009 | Culvert, Concrete, 70.7 ft long | Culverts | RDG | RTF | FOS | OPERATING | 4
CULV02850 | UK-0009 | Culvert, Concrete, 70.7 ft long | Culverts | RDG | RTF | FOS | OPERATING | 4
CULV02851 | UK-0009 | Culvert, Metal, 29.66 ft long | Culverts | RDG | RTF | FOS | OPERATING | 3
CULV02852 | UK-0009 | Culvert, Other, 60.98 ft long | Culverts | RDG | RTF | FOS | OPERATING | 2
CULV02853 | UK-0009 | Culvert, Other, 112.33 ft long | Culverts | RDG | RTF | FOS | OPERATING | 3
CULV02854 | UK-0009 | Culvert, Metal, 36.25 ft long | Culverts | RDG | RTF | FOS | OPERATING | 4
CULV02855 | UK-0009 | Culvert, Metal, 35.5 ft long | Culverts | RDG | RTF | FOS | OPERATING | 4
CULV02856 | UK-0009 | Culvert, Metal, 29.71 ft long | Culverts | RDG | RTF | FOS | OPERATING | 3
CULV02857 | UK-0009 | Culvert, Concrete, 23.78 ft long | Culverts | RDG | RTF | FOS | OPERATING | 4
CULV02858 | UK-0009 | Culvert, Concrete, 19.57 ft long | Culverts | RDG | RTF | FOS | OPERATING | 5
CULV02859 | UK-0009 | Culvert, Concrete, 20.36 ft long | Culverts | RDG | RTF | FOS | OPERATING | 5
CULV02860 | UK-0009 | Culvert, HDPE, 17.8 ft long | Culverts | RDG | RTF | FOS | OPERATING | 4
CULV02861 | UK-0009 | 12.91 ft long | Culverts | RDG | RTF | FOS | OPERATING | 2
CULV02862 | UK-0009 | 14.91 ft long | Culverts | RDG | RTF | FOS | OPERATING | 2
CULV02863 | UK-0009 | Culvert, HDPE, 90.05 ft long | Culverts | RDG | RTF | FOS | OPERATING | 3
CULV02864 | UK-0009 | Culvert, HDPE, 90.32 ft long | Culverts | RDG | RTF | FOS | OPERATING | 4
CULV02865 | UK-0009 | Culvert, HDPE, 90.4 ft long | Culverts | RDG | RTF | FOS | OPERATING | 4
CULV02866 | UK-0009 | Culvert, HDPE, 45.57 ft long | Culverts | RDG | RTF | FOS | OPERATING | 3
CULV02867 | UK-0009 | Culvert, Concrete, 85.78 ft long | Culverts | RDG | RTF | FOS | OPERATING | 3
CULV02868 | UK-0009 | Culvert, Concrete, 88 ft long | Culverts | RDG | RTF | FOS | OPERATING | 3
CULV02869 | UK-0009 | Culvert, Concrete, 88.75 ft long | Culverts | RDG | RTF | FOS | OPERATING | 2
CULV02870 | UK-0009 | Culvert, HDPE, 66.06 ft long | Culverts | RDG | RTF | FOS | OPERATING | 4
CULV02871 | UK-0009 | Culvert, HDPE, 62.69 ft long | Culverts | RDG | RTF | FOS | OPERATING | 4
CULV02872 | UK-0009 | Culvert, HDPE, 69.7 ft long | Culverts | RDG | RTF | FOS | OPERATING | 4
CULV02874 | UK-0009 | Culvert, Metal, 79.81 ft long | Culverts | RDG | RTF | FOS | OPERATING | 2
CULV02875 | UK-0009 | Culvert, Concrete, 87.89 ft long | Culverts | RDG | RTF | FOS | OPERATING | 3
CULV02876 | UK-0009 | Culvert, Concrete, 87.62 ft long | Culverts | RDG | RTF | FOS | OPERATING | 3
CULV02877 | UK-0009 | Culvert, Concrete, 88.13 ft long | Culverts | RDG | RTF | FOS | OPERATING | 3
CULV02878 | UK-0009 | Culvert, HDPE, 62.88 ft long | Culverts | RDG | RTF | FOS | OPERATING | 4
CULV02879 | UK-0009 | Culvert, Concrete, 65.93 ft long | Culverts | RDG | RTF | FOS | OPERATING | 3
CULV02880 | UK-0009 | Culvert, 68.87 ft long | Culverts | RDG | RTF | FOS | OPERATING | 2
CULV02881 | UK-0009 | Culvert, Metal, 42.47 ft long | Culverts | RDG | RTF | FOS | OPERATING | 4
CULV02882 | UK-0009 | Culvert, Concrete, 25.63 ft long | Culverts | RDG | RTF | FOS | OPERATING | 4
CULV02883 | UK-0009 | Culvert, Concrete, 26.19 ft long | Culverts | RDG | RTF | FOS | OPERATING | 4
CULV02884 | UK-0009 | Culvert, 65.22 ft long | Culverts | RDG | RTF | FOS | OPERATING | 3
CULV02885 | UK-0009 | Culvert, Concrete, 32.15 ft long | Culverts | RDG | RTF | FOS | OPERATING | 5
CULV02886 | UK-0009 | Culvert, Metal, 43.47 ft long | Culverts | RDG | RTF | FOS | OPERATING | 3
CULV02887 | UK-0009 | Culvert, Concrete, 80.38 ft long | Culverts | RDG | RTF | FOS | OPERATING | 3
CULV02888 | UK-0009 | Culvert, Concrete, 53.94 ft long | Culverts | RDG | RTF | FOS | OPERATING | 3
CULV02889 | UK-0009 | Culvert, Concrete, 53.94 ft long | Culverts | RDG | RTF | FOS | OPERATING | 3
CULV02890 | UK-0009 | Culvert, Concrete, 53.94 ft long | Culverts | RDG | RTF | FOS | OPERATING | 3
CULV02891 | UK-0009 | Culvert, Concrete, 197.93 ft long | Culverts | RDG | RTF | FOS | OPERATING | 4
CULV02892 | UK-0009 | Culvert, Concrete, 197.93 ft long | Culverts | RDG | RTF | FOS | OPERATING | 4
CULV02893 | UK-0009 | Culvert, Concrete, 197.93 ft long | Culverts | RDG | RTF | FOS | OPERATING | 4
CULV02894 | UK-0009 | Culvert, Concrete, 43.94 ft long | Culverts | RDG | RTF | FOS | OPERATING | 4
CULV02895 | UK-0009 | Culvert, Concrete, 43.94 ft long | Culverts | RDG | RTF | FOS | OPERATING | 4
CULV02896 | UK-0009 | Culvert, Concrete, 162.54 ft long | Culverts | RDG | RTF | FOS | OPERATING | 4
CULV02897 | UK-0009 | Culvert, Concrete, 162.54 ft long | Culverts | RDG | RTF | FOS | OPERATING | 4
CULV02898 | UK-0009 | Culvert, Concrete, 162.68 ft long | Culverts | RDG | RTF | FOS | OPERATING | 4
CULV02899 | UK-0009 | Culvert, Concrete, 43.94 ft long | Culverts | RDG | RTF | FOS | OPERATING | 4
CULV02900 | UK-0009 | Culvert, Concrete, 43.94 ft long | Culverts | RDG | RTF | FOS | OPERATING | 4
CULV02901 | UK-0009 | Culvert, Concrete, 43.94 ft long | Culverts | RDG | RTF | FOS | OPERATING | 4
CULV02902 | UK-0009 | Culvert, Concrete, 43.94 ft long | Culverts | RDG | RTF | FOS | OPERATING | 4
CULV02903 | UK-0009 | Culvert, Concrete, 43.94 ft long | Culverts | RDG | RTF | FOS | OPERATING | 4
CULV02904 | UK-0009 | Culvert, Concrete, 43.94 ft long | Culverts | RDG | RTF | FOS | OPERATING | 4
CULV02905 | UK-0009 | Culvert, Concrete, 43.94 ft long | Culverts | RDG | RTF | FOS | OPERATING | 4
CULV02906 | UK-0009 | Culvert, Concrete, 43.94 ft long | Culverts | RDG | RTF | FOS | OPERATING | 4
CULV02907 | UK-0009 | Culvert, Concrete, 43.94 ft long | Culverts | RDG | RTF | FOS | OPERATING | 4
CULV02908 | UK-0009 | Culvert, Concrete, 43.94 ft long | Culverts | RDG | RTF | FOS | OPERATING | 4
CULV02909 | UK-0009 | Culvert, Concrete, 43.94 ft long | Culverts | RDG | RTF | FOS | OPERATING | 4
CULV02910 | UK-0009 | Culvert, Concrete, 43.94 ft long | Culverts | RDG | RTF | FOS | OPERATING | 4
CULV02911 | UK-0009 | Culvert, Concrete, 43.94 ft long | Culverts | RDG | RTF | FOS | OPERATING | 4
CULV02912 | UK-0009 | Culvert, Concrete, 43.94 ft long | Culverts | RDG | RTF | FOS | OPERATING | 4
CULV02913 | UK-0009 | Culvert, HDPE, 37.55 ft long | Culverts | RDG | N/A | XSD | DECOMMISSIONED | 5
CULV02914 | UK-0009 | Culvert, HDPE, 35.48 ft long | Culverts | RDG | RTF | FOS | OPERATING | 4
CULV02915 | UK-0009 | Culvert, HDPE, 38.68 ft long | Culverts | RDG | RTF | FOS | OPERATING | 4
CULV02916 | UK-0009 | Culvert, HDPE, 37.37 ft long | Culverts | RDG | RTF | FOS | OPERATING | 4
CULV02917 | UK-0009 | Culvert, HDPE, 38.56 ft long | Culverts | RDG | RTF | FOS | OPERATING | 4
CULV02918 | UK-0009 | Culvert, HDPE, 36.97 ft long | Culverts | RDG | RTF | FOS | OPERATING | 5
CULV02919 | UK-0009 | Culvert, HDPE, 37.69 ft long | Culverts | RDG | RTF | FOS | OPERATING | 5
CULV02920 | UK-0009 | Culvert, HDPE, 39.59 ft long | Culverts | RDG | RTF | FOS | OPERATING | 5
CULV02921 | UK-0009 | Culvert, HDPE, 38.1 ft long | Culverts | RDG | RTF | FOS | OPERATING | 5
CULV02922 | UK-0009 | Culvert, HDPE, 37.53 ft long | Culverts | RDG | RTF | FOS | OPERATING | 5
CULV02923 | UK-0009 | Culvert, HDPE, 40.58 ft long | Culverts | RDG | RTF | FOS | OPERATING | 5
CULV02924 | UK-0009 | Culvert, HDPE, 36.55 ft long | Culverts | RDG | RTF | FOS | OPERATING | 4
CULV02925 | UK-0009 | Culvert, HDPE, 40.55 ft long | Culverts | RDG | RTF | FOS | OPERATING | 4
CULV02926 | UK-0009 | Culvert, HDPE, 39.6 ft long | Culverts | RDG | RTF | FOS | OPERATING | 4
CULV02927 | UK-0009 | Culvert, HDPE, 39.46 ft long | Culverts | RDG | RTF | FOS | OPERATING | 4
CULV02928 | UK-0009 | Culvert, Concrete, 43.94 ft long | Culverts | RDG | RTF | FOS | OPERATING | 4
CULV02929 | UK-0009 | Culvert, Concrete, 43.94 ft long | Culverts | RDG | RTF | FOS | OPERATING | 4
CULV02930 | UK-0009 | Culvert, Concrete, 42.24 ft long | Culverts | RDG | RTF | FOS | OPERATING | 4
CULV02931 | UK-0009 | Culvert, Concrete, 42.24 ft long | Culverts | RDG | RTF | FOS | OPERATING | 4
CULV02932 | UK-0009 | Culvert, Concrete, 42.24 ft long | Culverts | RDG | RTF | FOS | OPERATING | 4
CULV02933 | UK-0009 | Culvert, Metal, 22.14 ft long | Culverts | RDG | RTF | FOS | OPERATING | 4
CULV02934 | UK-0009 | Culvert, Concrete, 49.63 ft long | Culverts | RDG | RTF | FOS | OPERATING | 4
CULV02935 | UK-0009 | Culvert, Concrete, 49.63 ft long | Culverts | RDG | RTF | FOS | OPERATING | 4
CULV02936 | UK-0009 | Culvert, Concrete, 49.63 ft long | Culverts | RDG | RTF | FOS | OPERATING | 4
CULV02937 | UK-0009 | Culvert, Concrete, 49.63 ft long | Culverts | RDG | RTF | FOS | OPERATING | 4
CULV02938 | UK-0009 | Culvert, Concrete, 49.63 ft long | Culverts | RDG | RTF | FOS | OPERATING | 4
CULV02939 | UK-0009 | Culvert, HDPE, 37.72 ft long | Culverts | RDG | RTF | FOS | OPERATING | 4
CULV02940 | UK-0009 | Culvert, HDPE, 40.11 ft long | Culverts | RDG | RTF | FOS | OPERATING | 4
CULV02941 | UK-0009 | Culvert, HDPE, 40.62 ft long | Culverts | RDG | RTF | FOS | OPERATING | 5
CULV02942 | UK-0009 | Culvert, HDPE, 38.18 ft long | Culverts | RDG | RTF | FOS | OPERATING | 4
CULV02943 | UK-0009 | Culvert, HDPE, 40.95 ft long | Culverts | RDG | RTF | FOS | OPERATING | 5
CULV02944 | UK-0009 | Culvert, HDPE, 41.1 ft long | Culverts | RDG | RTF | FOS | OPERATING | 4
CULV02945 | UK-0009 | Culvert, HDPE, 36.68 ft long | Culverts | RDG | RTF | FOS | OPERATING | 4
CULV02946 | UK-0009 | Culvert, HDPE, 36.22 ft long | Culverts | RDG | RTF | FOS | OPERATING | 4
CULV02947 | UK-0009 | Culvert, Concrete, 107.01 ft long | Culverts | RDG | RTF | FOS | OPERATING | 4
CULV02948 | UK-0009 | Culvert, Concrete, 107.59 ft long | Culverts | RDG | RTF | FOS | OPERATING | 4
CULV02949 | UK-0009 | Culvert, Metal, 37.51 ft long | Culverts | RDG | RTF | FOS | OPERATING | 5
CULV02950 | UK-0009 | Culvert, Metal, 38.59 ft long | Culverts | RDG | RTF | FOS | OPERATING | 5
CULV02951 | UK-0009 | Culvert, Concrete, 58.6 ft long | Culverts | RDG | RTF | FOS | OPERATING | 4
CULV02952 | UK-0009 | Culvert, HDPE, 12.68 ft long | Culverts | RDG | RTF | FOS | OPERATING | 4
CULV02953 | UK-0009 | Culvert, 41.43 ft long | Culverts | RDG | RTF | FOS | OPERATING | 4
CULV02954 | UK-0009 | Culvert, Concrete, 57.66 ft long | Culverts | RDG | RTF | FOS | OPERATING | 4
CULV02955 | UK-0009 | Flume, Concrete, 28.91 ft long | Culverts | RDG | RTF | FOS | OPERATING | 4
CULV02956 | UK-0009 | Culvert, Metal, 24.06 ft long | Culverts | RDG | RTF | FOS | OPERATING | 2
CULV02957 | UK-0009 | Culvert, 15 ft long | Culverts | RDG | RTF | FOS | OPERATING | 2
CULV02958 | UK-0009 | Culvert, 15 ft long | Culverts | RDG | RTF | FOS | OPERATING | 2
CULV02959 | UK-0009 | Culvert, 15 ft long | Culverts | RDG | RTF | FOS | OPERATING | 2
CULV02960 | UK-0009 | Culvert, 15 ft long | Culverts | RDG | RTF | FOS | OPERATING | 2
CULV02961 | UK-0009 | Culvert, 15 ft long | Culverts | RDG | RTF | FOS | OPERATING | 2
CULV02962 | UK-0009 | Culvert, 15 ft long | Culverts | RDG | RTF | FOS | OPERATING | 2
CULV02963 | UK-0009 | Culvert, 15 ft long | Culverts | RDG | RTF | FOS | OPERATING | 2
CULV02964 | UK-0009 | Culvert, 15 ft long | Culverts | RDG | RTF | FOS | OPERATING | 2
CULV02965 | UK-0009 | Culvert, 15 ft long | Culverts | RDG | RTF | FOS | OPERATING | 2
CULV02966 | UK-0009 | Culvert, 15 ft long | Culverts | RDG | RTF | FOS | OPERATING | 2
CULV02967 | UK-0009 | Culvert, 15 ft long | Culverts | RDG | RTF | FOS | OPERATING | 2
CULV02968 | UK-0009 | Culvert, 15 ft long | Culverts | RDG | RTF | FOS | OPERATING | 2
CULV02969 | UK-0009 | Culvert, 15 ft long | Culverts | RDG | RTF | FOS | OPERATING | 2
CULV02970 | UK-0009 | Culvert, 15 ft long | Culverts | RDG | RTF | FOS | OPERATING | 2
CULV02971 | UK-0009 | Culvert, 15 ft long | Culverts | RDG | RTF | FOS | OPERATING | 2
CULV02972 | UK-0009 | Culvert, 10 ft long | Culverts | RDG | RTF | FOS | OPERATING | 2
CULV02973 | UK-0009 | Culvert, 10 ft long | Culverts | RDG | RTF | FOS | OPERATING | 2
CULV02974 | UK-0009 | Culvert, 10 ft long | Culverts | RDG | RTF | FOS | OPERATING | 2
CULV02975 | UK-0009 | Culvert, 10 ft long | Culverts | RDG | RTF | FOS | OPERATING | 2
CULV02976 | UK-0009 | Culvert, 10 ft long | Culverts | RDG | RTF | FOS | OPERATING | 2
CULV02978 | UK-0009 | Culvert, 10 ft long | Culverts | RDG | RTF | FOS | OPERATING | 2
CULV02979 | UK-0009 | Culvert, 10 ft long | Culverts | RDG | RTF | FOS | OPERATING | 2
CULV02980 | UK-0009 | Culvert, 10 ft long | Culverts | RDG | RTF | FOS | OPERATING | 2
CULV02981 | UK-0009 | Culvert, 10 ft long | Culverts | RDG | RTF | FOS | OPERATING | 2
CULV02982 | UK-0009 | Culvert, 10 ft long | Culverts | RDG | RTF | FOS | OPERATING | 2
CULV02983 | UK-0009 | Culvert, 10 ft long | Culverts | RDG | RTF | FOS | OPERATING | 2
CULV02984 | UK-0009 | Culvert, 10 ft long | Culverts | RDG | RTF | FOS | OPERATING | 2
CULV02985 | UK-0009 | Culvert, 10 ft long | Culverts | RDG | RTF | FOS | OPERATING | 2
CULV02986 | UK-0009 | Culvert, 10 ft long | Culverts | RDG | RTF | FOS | OPERATING | 2
CULV02987 | UK-0009 | 6 ft long | Culverts | RDG | RTF | FOS | OPERATING | 2
CULV02988 | UK-0009 | 6 ft long | Culverts | RDG | RTF | FOS | OPERATING | 2
CULV02989 | UK-0009 | 6 ft long | Culverts | RDG | RTF | FOS | OPERATING | 2
CULV02990 | UK-0009 | 6 ft long | Culverts | RDG | RTF | FOS | OPERATING | 2
CULV02991 | UK-0009 | 6 ft long | Culverts | RDG | RTF | FOS | OPERATING | 2
CULV02992 | UK-0009 | 6 ft long | Culverts | RDG | RTF | FOS | OPERATING | 2
CULV02993 | UK-0009 | Culvert, Concrete, 9.07 ft long | Culverts | RDG | RTF | FOS | OPERATING | 4
CULV02994 | UK-0009 | Culvert, Concrete, 5.88 ft long | Culverts | RDG | RTF | FOS | OPERATING | 2
CULV02995 | UK-0009 | Culvert, Concrete, 12.18 ft long | Culverts | RDG | RTF | FOS | OPERATING | 1
CULV02996 | UK-0009 | Culvert, 6.25 ft long | Culverts | RDG | RTF | FOS | OPERATING | 2
CULV02997 | UK-0009 | Culvert, PVC, 4.87 ft long | Culverts | RDG | RTF | FOS | OPERATING | 3
CULV02998 | UK-0009 | Culvert, Concrete, 13.5 ft long | Culverts | RDG | RTF | FOS | OPERATING | 5
CULV02999 | UK-0009 | Culvert, Metal, 29.2 ft long | Culverts | RDG | RTF | FOS | OPERATING | 3
CULV03000 | UK-0009 | Culvert, Metal, 29.07 ft long | Culverts | RDG | RTF | FOS | OPERATING | 4
CULV03001 | UK-0009 | Culvert, Metal, 29.19 ft long | Culverts | RDG | RTF | FOS | OPERATING | 3
CULV03002 | UK-0009 | Culvert, Metal, 29.12 ft long | Culverts | RDG | RTF | FOS | OPERATING | 3
CULV03003 | UK-0009 | Culvert, Metal, 36.02 ft long | Culverts | RDG | RTF | FOS | OPERATING | 2
CULV03004 | UK-0009 | Culvert, Metal, 36.04 ft long | Culverts | RDG | RTF | FOS | OPERATING | 2
CULV03005 | UK-0009 | Culvert, Concrete, 2.86 ft long | Culverts | RDG | RTF | FOS | OPERATING | 4
CULV03006 | UK-0009 | Culvert, Concrete, 2.87 ft long | Culverts | RDG | RTF | FOS | OPERATING | 4
CULV03007 | UK-0009 | Culvert, Concrete, 2.98 ft long | Culverts | RDG | RTF | FOS | OPERATING | 4
CULV03008 | UK-0009 | Culvert, Concrete, 2.98 ft long | Culverts | RDG | RTF | FOS | OPERATING | 4
CULV03009 | UK-0009 | Culvert, Concrete, 41.41 ft long | Culverts | RDG | RTF | FOS | OPERATING | 3
CULV03010 | UK-0009 | Culvert, 21.44 ft long | Culverts | RDG | RTF | FOS | OPERATING | 2
CULV03011 | UK-0009 | Culvert, Concrete, 38.83 ft long | Culverts | RDG | RTF | FOS | OPERATING | 2
CULV03012 | UK-0009 | Culvert, Concrete, 38.83 ft long | Culverts | RDG | RTF | FOS | OPERATING | 2
CULV03013 | UK-0009 | Culvert, 34.88 ft long | Culverts | RDG | RTF | FOS | OPERATING | 2
CULV03014 | UK-0009 | Culvert, 31.14 ft long | Culverts | RDG | RTF | FOS | OPERATING | 2
CULV03015 | UK-0009 | Culvert, 31.14 ft long | Culverts | RDG | RTF | FOS | OPERATING | 2
CULV03333 | UK-0009 | 66.29 ft long | Culverts | RDG | RTF | FOS | OPERATING | 2
CULV03334 | UK-0009 | Culvert, Concrete, 127 ft long | Culverts | RDG | RTF | FOS | OPERATING | 2
CULV03335 | UK-0009 | 38.91 ft long | Culverts | RDG | RTF | FOS | OPERATING | 2
CULV03336 | UK-0009 | Culvert, Concrete, 37.91 ft long | Culverts | RDG | RTF | FOS | OPERATING | 2
CULV03337 | UK-0009 | Other, 37.82 ft long | Culverts | RDG | RTF | FOS | OPERATING | 2
CULV03338 | UK-0009 | Culvert, HDPE, 13.4 ft long | Culverts | RDG | RTF | FOS | OPERATING | 4
CULV03653 | UK-0009 | Culvert, Concrete, 40.58 ft long | Culverts | RDG | RTF | FOS | OPERATING | 4
CULV03654 | UK-0009 | Culvert, Concrete, 39.42 ft long | Culverts | RDG | RTF | FOS | OPERATING | 4
CULV03655 | UK-0009 | Culvert, Concrete, 39.68 ft long | Culverts | RDG | RTF | FOS | OPERATING | 4
CULV03656 | UK-0009 | Culvert, Concrete, 40.29 ft long | Culverts | RDG | RTF | FOS | OPERATING | 4
CULV03657 | UK-0009 | Culvert, Concrete, 40.34 ft long | Culverts | RDG | RTF | FOS | OPERATING | 4
CULV03658 | UK-0009 | Culvert, Concrete, 106.27 ft long | Culverts | RDG | RTF | FOS | OPERATING | 4
CULV03659 | UK-0009 | Culvert, Concrete, 78.98 ft long | Culverts | RDG | RTF | FOS | OPERATING | 4
CULV03660 | UK-0009 | Culvert, Concrete, 12.93 ft long | Culverts | RDG | RTF | FOS | OPERATING | 4
CULV03973 | UK-0009 | 20.48 ft long | Culverts | RDG | RTF | FOS | OPERATING | 2
CULV04615 | UK-0009 | Culvert, Metal, 99.18 ft long | Culverts | RDG | RTF | FOS | OPERATING | 5
CULV04616 | UK-0009 | Culvert, Metal, 69.26 ft long | Culverts | RDG | RTF | FOS | OPERATING | 2
CULV04617 | UK-0009 | Culvert, Concrete, 84.25 ft long | Culverts | RDG | RTF | FOS | OPERATING | 4
CULV04618 | UK-0009 | Culvert, Concrete, 42.57 ft long | Culverts | RDG | RTF | FOS | OPERATING | 5
CULV04933 | UK-0009 | Culvert, Concrete, 46.53 ft long | Culverts | RDG | RTF | FOS | OPERATING | 2
CULV04934 | UK-0009 | Culvert, Concrete, 31.27 ft long | Culverts | RDG | RTF | FOS | OPERATING | 5
CULV04935 | UK-0009 | 43.75 ft long | Culverts | RDG | RTF | FOS | OPERATING | 2
CULV04936 | UK-0009 | 79.95 ft long | Culverts | RDG | RTF | FOS | OPERATING | 2
CULV04937 | UK-0009 | Culvert, Metal, 54.06 ft long | Culverts | RDG | RTF | FOS | OPERATING | 4
CULV05255 | UK-0009 | Culvert, Concrete, 37.1 ft long | Culverts | RDG | RTF | FOS | OPERATING | 4
CULV05256 | UK-0009 | Culvert, Concrete, 36.96 ft long | Culverts | RDG | RTF | FOS | OPERATING | 4
CULV05573 | UK-0009 | Culvert, Concrete, 73.06 ft long | Culverts | RDG | RTF | FOS | OPERATING | 4
CULV05574 | UK-0009 | Culvert, Concrete, 31.14 ft long | Culverts | RDG | RTF | FOS | OPERATING | 2
CULV05575 | UK-0009 | Culvert, 84.17 ft long | Culverts | RDG | RTF | FOS | OPERATING | 2
CULV05576 | UK-0009 | Culvert, Concrete, 31.92 ft long | Culverts | RDG | RTF | FOS | OPERATING | 5
CULV05577 | UK-0009 | Culvert, Concrete, 40.12 ft long | Culverts | RDG | RTF | FOS | OPERATING | 5
CULV05578 | UK-0009 | Culvert, Concrete, 104.36 ft long | Culverts | RDG | RTF | FOS | OPERATING | 5
CULV05579 | UK-0009 | Culvert, Concrete, 40.3 ft long | Culverts | RDG | RTF | FOS | OPERATING | 3
CULV05893 | UK-0009 | Culvert, Concrete, 53.68 ft long | Culverts | RDG | RTF | FOS | OPERATING | 4
CULV05894 | UK-0009 | Culvert, Concrete, 51.98 ft long | Culverts | RDG | RTF | FOS | OPERATING | 4
CULV06853 | UK-0009 | Culvert, 56.51 ft long | Culverts | RDG | RTF | FOS | OPERATING | 2
CULV07173 | UK-0009 | 47.61 ft long | Culverts | RDG | RTF | FOS | OPERATING | 2
CULV07174 | UK-0009 | 60.4 ft long | Culverts | RDG | RTF | FOS | OPERATING | 2
CULV07175 | UK-0009 | 62.18 ft long | Culverts | RDG | RTF | FOS | OPERATING | 2
CULV07176 | UK-0009 | 62.18 ft long | Culverts | RDG | RTF | FOS | OPERATING | 2
CULV07177 | UK-0009 | Culvert, 50.16 ft long | Culverts | RDG | N/A | NOS | MISSING | 2
CULV07178 | UK-0009 | Culvert, Concrete, 178.22 ft long | Culverts | RDG | RTF | FOS | OPERATING | 3
CULV07179 | UK-0009 | 152.04 ft long | Culverts | RDG | RTF | FOS | OPERATING | 2
CULV07180 | UK-0009 | 152.04 ft long | Culverts | RDG | RTF | FOS | OPERATING | 2
CULV07181 | UK-0009 | Culvert, Concrete, 59.58 ft long | Culverts | RDG | RTF | FOS | OPERATING | 4
CULV07182 | UK-0009 | 42.63 ft long | Culverts | RDG | N/A | NOS | MISSING | 2
CULV07183 | UK-0009 | Culvert, 169.98 ft long | Culverts | RDG | RTF | FOS | OPERATING | 1
CULV07184 | UK-0009 | Culvert, Metal, 50.01 ft long | Culverts | RDG | RTF | FOS | OPERATING | 3
CULV07185 | UK-0009 | 79.95 ft long | Culverts | RDG | RTF | FOS | OPERATING | 2
CULV07186 | UK-0009 | 79.95 ft long | Culverts | RDG | RTF | FOS | OPERATING | 2
CULV07493 | UK-0009 | Culvert, HDPE, 8.26 ft long | Culverts | RDG | RTF | FOS | OPERATING | 4
CULV07494 | UK-0009 | Culvert, Concrete, 126.33 ft long | Culverts | RDG | RTF | FOS | OPERATING | 3
CULV07495 | UK-0009 | Flume, 30.41 ft long | Culverts | RDG | RTF | FOS | OPERATING | 2
CULV07496 | UK-0009 | Flume, 9.48 ft long | Culverts | RDG | RTF | FOS | OPERATING | 2
CULV07497 | UK-0009 | Flume, 3.39 ft long | Culverts | RDG | RTF | FOS | OPERATING | 2
CULV07498 | UK-0009 | Flume, 56.24 ft long | Culverts | RDG | RTF | FOS | OPERATING | 2
CULV07499 | UK-0009 | Culvert, Concrete, 100.71 ft long | Culverts | RDG | RTF | FOS | OPERATING | 4
CULV07500 | UK-0009 | LATCULVERT, Concrete, 105.23 ft long | Culverts | RDG | RTF | FOS | OPERATING | 3
CULV07501 | UK-0009 | Concrete, 48.93 ft long | Culverts | RDG | RTF | FOS | OPERATING | 4
CULV07502 | UK-0009 | LATCULVERT, Concrete, 25.12 ft long | Culverts | RDG | RTF | FOS | OPERATING | 4
CULV07503 | UK-0009 | LATCULVERT, PVC, 84.05 ft long | Culverts | RDG | RTF | FOS | OPERATING | 5
CULV07505 | UK-0009 | Culvert, Concrete, 36.62 ft long | Culverts | RDG | RTF | FOS | OPERATING | 4
CULV07507 | UK-0009 | Culvert, 72.92 ft long | Culverts | RDG | RTF | FOS | OPERATING | 2
CULV07508 | UK-0009 | Culvert, 80.49 ft long | Culverts | RDG | RTF | FOS | OPERATING | 2
CULV07509 | UK-0009 | Culvert, 80.02 ft long | Culverts | RDG | RTF | FOS | OPERATING | 2
CULV07510 | UK-0009 | LATCULVERT, Concrete, 35.5 ft long | Culverts | RDG | RTF | FOS | OPERATING | 4
CULV07511 | UK-0009 | Culvert, 16.15 ft long | Culverts | RDG | RTF | FOS | OPERATING | 2
CULV07513 | UK-0009 | LATCULVERT, Metal, 62.95 ft long | Culverts | RDG | RTF | FOS | OPERATING | 2
CULV07514 | UK-0009 | LATCULVERT, Concrete, 54.9 ft long | Culverts | RDG | RTF | FOS | OPERATING | 4
CULV07515 | UK-0009 | LATCULVERT, Concrete, 241.54 ft long | Culverts | RDG | RTF | FOS | OPERATING | 3
CULV07516 | UK-0009 | LATCULVERT, Concrete, 34.34 ft long | Culverts | RDG | RTF | FOS | OPERATING | 4
CULV07517 | UK-0009 | LATCULVERT, Concrete, 61.04 ft long | Culverts | RDG | RTF | FOS | OPERATING | 3
CULV07518 | UK-0009 | LATCULVERT, Concrete, 51.64 ft long | Culverts | RDG | RTF | FOS | OPERATING | 4
CULV07519 | UK-0009 | LATCULVERT, Concrete, 33.39 ft long | Culverts | RDG | RTF | FOS | OPERATING | 4
CULV07520 | UK-0009 | LATCULVERT, HDPE, 72.82 ft long | Culverts | RDG | RTF | FOS | OPERATING | 3
CULV07521 | UK-0009 | LATCULVERT, 134.32 ft long | Culverts | RDG | RTF | FOS | OPERATING | 2
CULV07522 | UK-0009 | LATCULVERT, Concrete, 134.59 ft long | Culverts | RDG | RTF | FOS | OPERATING | 2
CULV07523 | UK-0009 | LATCULVERT, Concrete, 50.39 ft long | Culverts | RDG | RTF | FOS | OPERATING | 4
CULV07524 | UK-0009 | LATCULVERT, Metal, 89.8 ft long | Culverts | RDG | RTF | FOS | OPERATING | 2
CULV07525 | UK-0009 | LATCULVERT, Concrete, 214.67 ft long | Culverts | RDG | RTF | FOS | OPERATING | 3
CULV07526 | UK-0009 | LATCULVERT, Concrete, 66.46 ft long | Culverts | RDG | RTF | FOS | OPERATING | 3
CULV07527 | UK-0009 | LATCULVERT, Concrete, 53.33 ft long | Culverts | RDG | RTF | FOS | OPERATING | 3
CULV07529 | UK-0009 | Culvert, 34.28 ft long | Culverts | RDG | RTF | FOS | OPERATING | 2
CULV07530 | UK-0009 | LATCULVERT, 81.79 ft long | Culverts | RDG | RTF | FOS | OPERATING | 2
CULV07531 | UK-0009 | LATCULVERT, 41.83 ft long | Culverts | RDG | RTF | FOS | OPERATING | 2
CULV07532 | UK-0009 | LATCULVERT, 96.88 ft long | Culverts | RDG | RTF | FOS | OPERATING | 3
CULV07533 | UK-0009 | LATCULVERT, Metal, 177.73 ft long | Culverts | RDG | RTF | FOS | OPERATING | 1
CULV07534 | UK-0009 | LATCULVERT, 46.72 ft long | Culverts | RDG | RTF | FOS | OPERATING | 4
CULV07535 | UK-0009 | LATCULVERT, Concrete, 78.79 ft long | Culverts | RDG | RTF | FOS | OPERATING | 2
CULV07536 | UK-0009 | LATCULVERT, Concrete, 43.39 ft long | Culverts | RDG | RTF | FOS | OPERATING | 4
CULV07537 | UK-0009 | LATCULVERT, Concrete, 54.5 ft long | Culverts | RDG | RTF | FOS | OPERATING | 3
CULV07538 | UK-0009 | LATCULVERT, Concrete, 54.52 ft long | Culverts | RDG | RTF | FOS | OPERATING | 3
CULV07539 | UK-0009 | LATCULVERT, Concrete, 66.84 ft long | Culverts | RDG | RTF | FOS | OPERATING | 4
CULV07540 | UK-0009 | LATCULVERT, 67.11 ft long | Culverts | RDG | RTF | FOS | OPERATING | 2
CULV07541 | UK-0009 | LATCULVERT, Concrete, 54.72 ft long | Culverts | RDG | RTF | FOS | OPERATING | 3
CULV07543 | UK-0009 | 12.44 ft long | Culverts | RDG | RTF | FOS | OPERATING | 2
CVFH1360 | UK-0031 | HYDRANT, FIRE, MUELLER 5-1/4" 1963 | Hydrant | WWS | N/A | XSD | DECOMMISSIONED | 4 | 2017-07-24
CVFH1360-R1 | UK-0031 | Hydrant, FIRE, AMERICAN DARLING, 2012 | Hydrant | WWS | PM | FOS | OPERATING | 4 | 2023-07-19
CYE01001 | H4-1840 | SS 1169 112.5KVA 13.2KV-208/120V OIL TYPE PDMT WESTINGHOUSE | Transformers-Oil-MV | EHV | N/A | XSD | DECOMMISSIONED | 2 | 2020-08-10
CYFFART001 | H4-1840 | CENTRAL RADIO MONITORING SYSTEM (CRMS) TRANSCEIVER | CRMS | PSY | PM | FOS | OPERATING | 3 | 2024-04-03
CZ501002 | K7-0901 | ROOF, COMM BLDG BUILT-UP 1500 SF | Roof-BUR | STR | PM | FOS | OPERATING | 2 | 2023-01-05
CZ901001 | K7-0901 | A/C UNIT PACKAGED CARRIER M/N 50YH024300 | AHU-DX-Package-5T_30T | HVC | N/A | XSD | DECOMMISSIONED | 2 | 2019-06-20
CZAIACU001 | K7-0901 | A/C UNIT PACKAGED CARRIER M/N 50YH024300 | AHU-DX-Package-5T_30T | HVC | PM | FOS | OPERATING | 3 | 2024-01-31
CZFFACP001 | K7-0901 | FACP, SIMPLEX 4005 | FACP | PSY | PM | FOS | OPERATING | 3 | 2023-06-05
CZFFART001 | K7-0901 | CENTRAL RADIO MONITORING SYSTEM (CRMS) TRANSCEIVER | CRMS | PSY | PM | FOS | OPERATING | 3 | 2023-06-03
CZFSYWS001 | K7-0901 | WET PIPE SPRINKLER SYSTEM w/GN2 | Wet Pipe | PSY | PM | FOS | OPERATING | 3 | 2024-04-22
CZS01001 | K7-0901 | Pump, Fire LCC | Pump-Fire | WWS | PM | FOS | OPERATING | 3 | 2024-05-03
CZS12001 | K7-0901 | BFP WILKINS ZURN 6" M/L 350 S/N J46612 FEEDS FIRE PUMP | BFP-Fire | WWS | PM | FOS | OPERATING | 3 | 2024-05-10
D1101001 | M6-1628 | EXHAUST FAN-DD; WEST END IN GABLE | Fan-Exhaust-LT100HP | MEC | RTF | FOS | OPERATING | 3 | 2011-02-16
D12ELITE | M6-1628 | LIGHTS, EMERGENCY & EXIT, M6-1628 | Emer-Exit Lights Self Testing | ELV | PM | FOS | OPERATING | 4 | 2017-06-02
D1501002 | M6-1628 | ROOF, BLAST BLDG #1, CORRUGATED METAL, 2,050 SF | Roof-Metal | STR | PM | FOS | OPERATING | 3 | 2024-01-05
D1ACATS001 | M6-1628 | RECEIVER, COMPRESSED AIR | Air Receiver-Remote | HVC | PM | FOS | OPERATING | 3 | 2024-05-14
D1ACATS002 | M6-1628 | RECEIVER, COMPRESSED AIR | Air Receiver-Remote | HVC | PM | FOS | OPERATING | 3 | 2024-05-14
D1E90001 | M6-1628 | GROUNDING SYSTEM FACILITY | Grounding | ELV | PM | FOS | OPERATING | 4 | 2021-06-02
D4-0485ELVFG | D4-0485 | BLDG. D4-0485 ELV FACILITY GROUNDING SUBSYSTEMS | Grounding | ELV | PM | FOS | OPERATING | 4 | 2015-02-04
D9201001 | K6-0794A | LIGHTNING PROTECTION | Lightning-Grounding | ELV | PM | FOS | OPERATING | 4 | 2021-02-01
D9501002A | K6-0794A | ROOF, POL METAL 950 SF | Roof-Metal | STR | PM | FOS | OPERATING | 2 | 2022-08-03
D9F20002 | K6-0794A | SPRINKLER SYSTEM, POL PAD w/GN2 | Dry Pipe | PSY | PM | FOS | OPERATING | 3 | 2023-11-27
DAE02001 | J6-2313 | SS T3 500KVA 4.16KV/480V PDMT | Transformers-Oil-MV | EHV | PM/PT | FOS | OPERATING | 3 | 2023-06-29
DAE03001 | J6-2313 | SS T4 500KVA 4.16KV/480V PDMT | Transformers-Oil-MV | EHV | PM/PT | FOS | OPERATING | 4 | 2023-07-07
DB102001 | K6-0894 | HEF-1 (480 V, Service Disconnect located next to unit) | Fan-Exhaust-LT100HP-LS | HVC | PM/TS | NOS | DECOMMISSIONED | 4 | 2012-10-27
DB103001 | K6-0894 | HEF-2 (480 V, Service Disconnect located next to unit) | Fan-Exhaust-LT100HP-LS | HVC | PM/TS | NOS | DECOMMISSIONED | 4 | 2012-10-27
DB201001 | K6-0894 | LIGHTNING PROTECTION | Lightning Prot-ORD | ELV | PM | FOS | OPERATING | 4 | 2023-06-28
DB302002 | K6-0894 | SHOWER & EYEWASH SAFETY SPEAKMAN | Shwr-Eyewash | WWS | N/A | XSD | DECOMMISSIONED | 4 | 2012-03-14
DB302003 | K6-0894 | SHOWER & EYEWASH SAFETY SPEAKMAN | Shwr-Eyewash | WWS | N/A | XSD | DECOMMISSIONED | 4 | 2012-03-15
DB302004 | K6-0894 | SHOWER & EYEWASH SAFETY SPEAKMAN | Shwr-Eyewash | WWS | N/A | XSD | DECOMMISSIONED | 4 | 2012-03-15
DB302005 | K6-0894 | SHOWER & EYEWASH SAFETY SPEAKMAN | Shwr-Eyewash | WWS | N/A | XSD | DECOMMISSIONED | 4 | 2012-03-14
DB302006 | K6-0894 | SHOWER & EYEWASH SAFETY SPEAKMAN | Shwr-Eyewash | WWS | N/A | XSD | DECOMMISSIONED | 4 | 2012-03-14
DB302007 | K6-0894 | SHOWER & EYEWASH SAFETY SPEAKMAN | Shwr-Eyewash | WWS | N/A | XSD | DECOMMISSIONED | 4 | 2011-03-19
DB302008 | K6-0894 | SHOWER & EYEWASH SAFETY SPEAKMAN | Shwr-Eyewash | WWS | N/A | XSD | DECOMMISSIONED | 4 | 2012-03-22
DB302009 | K6-0894 | SHOWER & EYEWASH SAFETY SPEAKMAN | Shwr-Eyewash | WWS | N/A | XSD | DECOMMISSIONED | 4 | 2012-03-13
DB302011 | K6-0894 | SHOWER & EYEWASH SAFETY SPEAKMAN | Shwr-Eyewash | WWS | N/A | XSD | DECOMMISSIONED | 4 | 2012-03-13
DB302012 | K6-0894 | SHOWER & EYEWASH SAFETY SPEAKMAN | Shwr-Eyewash | WWS | N/A | XSD | DECOMMISSIONED | 4 | 2012-03-13
DB302013 | K6-0894 | SHOWER & EYEWASH SAFETY SPEAKMAN | Shwr-Eyewash | WWS | N/A | XSD | DECOMMISSIONED | 4 | 2012-03-13
DB302014 | K6-0894 | SHOWER & EYEWASH SAFETY SPEAKMAN | Shwr-Eyewash | WWS | N/A | XSD | DECOMMISSIONED | 4 | 2012-03-13
DB302015 | K6-0894 | SHOWER & EYEWASH SAFETY SPEAKMAN | Shwr-Eyewash | WWS | N/A | XSD | DECOMMISSIONED | 4 | 2012-03-14
DB302016 | K6-0894 | SHOWER & EYEWASH SAFETY SPEAKMAN | Shwr-Eyewash | WWS | N/A | XSD | DECOMMISSIONED | 4 | 2012-03-14
DB302017 | K6-0894 | SHOWER & EYEWASH SAFETY SPEAKMAN | Shwr-Eyewash | WWS | N/A | XSD | DECOMMISSIONED | 4 | 2012-03-14
DB302018 | K6-0894 | SHOWER & EYEWASH SAFETY SPEAKMAN | Shwr-Eyewash | WWS | N/A | XSD | DECOMMISSIONED | 4 | 2012-03-14
DB302019 | K6-0894 | SHOWER & EYEWASH SAFETY SPEAKMAN | Shwr-Eyewash | WWS | N/A | XSD | DECOMMISSIONED | 4 | 2012-03-15
DB302020 | K6-0894 | SHOWER & EYEWASH SAFETY SPEAKMAN | Shwr-Eyewash | WWS | N/A | XSD | DECOMMISSIONED | 1 | 2023-05-08
DB302021 | K6-0894 | SHOWER & EYEWASH SAFETY SPEAKMAN | Shwr-Eyewash | WWS | N/A | XSD | DECOMMISSIONED | 4 | 2012-03-15
DB302022 | K6-0894 | SHOWER & EYEWASH SAFETY SPEAKMAN | Shwr-Eyewash | WWS | N/A | XSD | DECOMMISSIONED | 4 | 2012-03-15
DB302025 | K6-0894 | SHOWER & EYEWASH SAFETY SPEAKMAN | Shwr-Eyewash | WWS | N/A | XSD | DECOMMISSIONED | 4 | 2012-03-14
DB302026 | K6-0894 | SHOWER & EYEWASH SAFETY SPEAKMAN | Shwr-Eyewash | WWS | N/A | XSD | DECOMMISSIONED | 4 | 2012-03-21
DB302027 | K6-0894 | SHOWER & EYEWASH SAFETY SPEAKMAN | Shwr-Eyewash | WWS | N/A | XSD | DECOMMISSIONED | 4 | 2012-03-21
DB302028 | K6-0894 | SHOWER & EYEWASH SAFETY SPEAKMAN | Shwr-Eyewash | WWS | N/A | XSD | DECOMMISSIONED | 4 | 2012-03-21
DB302030 | K6-0894 | SHOWER & EYEWASH SAFETY SPEAKMAN | Shwr-Eyewash | WWS | PM | FOS | OPERATING | 3 | 2024-02-23
DB302031 | K6-0894 | SHOWER & EYEWASH SAFETY SPEAKMAN | Shwr-Eyewash | WWS | N/A | XSD | DECOMMISSIONED | 4 | 2012-04-03
DB302036 | K6-0894 | SHOWER & EYEWASH, HAWS, S UNIT | Shwr-Eyewash | WWS | PM | FOS | OPERATING | 4 | 2023-05-08
DB501002 | K6-0894 | ROOF, OPF, AREA F1 & F2, 11750 SF | Roof-BUR | STR | PM | FOS | OPERATING | 4 | 2023-08-21
DB501002A | K6-0894 | ROOF, OPF, AREA A | Roof-BUR | STR | PM | FOS | OPERATING | 4 | 2023-08-21
DB501002B | K6-0894 | ROOF, OPF, AREA B | Roof-BUR | STR | PM | FOS | OPERATING | 4 | 2023-09-15
DB501002C | K6-0894 | ROOF, OPF, AREA C | Roof-BUR | STR | PM | FOS | OPERATING | 4 | 2023-08-21
DB501002D | K6-0894 | ROOF, OPF, AREA D2 & D3, BUR, 6720 SF | Roof-BUR | STR | PM | FOS | OPERATING | 4 | 2023-09-15
DB501002E | K6-0894 | ROOF, OPF, AREA E1 & E2 D1, BUR, 5368 SF | Roof-BUR | STR | PM | FOS | OPERATING | 4 | 2023-08-21
DB501004 | K6-0894 | OPF BREEZEWAY | Structure | STR | RTF | FOS | OPERATING | 4 | 2011-11-28
DBA01007 | K6-0894 | AHU-1B (208 V, Fed from panel PPB1B, cb No. 1,3,5 located in rm 125) | AHU-CHW-5T_30T | HVC | PM/TS | FOS | OPERATING | 4 | 2016-06-20
DBA04002 | K6-0894 | Ventilation Unit, V-1 (480 V, Service Disconnect located next to unit) | Fan-Supply-LT100HP | HVC | N/A | XSD | DECOMMISSIONED | 2 | 2016-04-18
DBA04005 | K6-0894 | Dust Collector, DC-1 (480 V, Service Disconnect located next to unit) | Dust Collector | HVC | N/A | NAB | ABANDONED | 4 | 2012-07-06
DBA05001 | K6-0894 | AHU-2B (480 V, Service Disconnect located in room 125) | AHU-CHW-5T_30T | HVC | N/A | XSD | DECOMMISSIONED | 2 | 2019-08-13
DBA05002 | K6-0894 | Air Dryer, AD-1 (480 V, Service Disconnect mounted on unit) | Refrigeration-Air Dryer | HVC | N/A | XSD | DECOMMISSIONED | 2 | 2021-12-21
DBA05003 | K6-0894 | Air Dryer, AD-2 (480 V, Service Disconnect mounted on unit) | Refrigeration-Air Dryer | HVC | N/A | XSD | DECOMMISSIONED | 2 | 2021-12-21
DBA05004 | K6-0894 | Air Dryer, AD-3 (480 V, Service Disconnect mounted on unit) | Refrigeration-Air Dryer | HVC | N/A | XSD | DECOMMISSIONED | 2 | 2021-12-21
DBA06001 | K6-0894 | AHU-2C (480 V, Service Disconnect located in room 125) | AHU-CHW-5T_30T | HVC | N/A | XSD | DECOMMISSIONED | 4 | 2016-06-17
DBA07006 | K6-0894 | AHU-2D (480 V, Service Disconnect located in room 104) | AHU-CHW-5T_30T | HVC | PM/TS | NAB | ABANDONED | 4 | 2012-07-30
DBA07007 | K6-0894 | AHU-1C (120 V, Fed from panel RPD-1, cb No. 4, located in rm 111B) | AHU-CHW-5T_30T | HVC | PM | FOS | OPERATING | 1 | 2024-02-26
DBA07014 | K6-0894 | AHU-8 (208 V, Service Disconnect located next to unit) | AHU-DX-Package-5T_30T | HVC | PM | FOS | OPERATING | 3 | 2024-01-24
DBA07015 | K6-0894 | AHU-9 (208 V, Service Disconnect located next to unit) | AHU-DX-Package-5T_30T | HVC | N/A | XSD | DECOMMISSIONED | 4 | 2012-08-02
DBA07016 | K6-0894 | AHU-6 (480 V, Service Disconnect located next to unit) | AHU-CHW-5T_30T | HVC | N/A | NAB | ABANDONED | 3 | 2012-07-31
DBA07017 | K6-0894 | AHU-7 (480 V, Service Disconnect located next to unit) | AHU-CHW-5T_30T | HVC | N/A | NAB | ABANDONED | 3 | 2012-07-31
DBA07018 | K6-0894 | AHU-1A (480 V, Service Disconnect mounted on unit) | AHU-CHW-5T_30T | HVC | PM | FOS | OPERATING | 2 | 2021-12-20
DBA07019 | K6-0894 | AHU-2A (480 V, Service Disconnect mounted on unit) | AHU-CHW-5T_30T | HVC | PM | FOS | OPERATING | 1 | 2021-12-20
DBA07020 | K6-0894 | AHU-3A (480 V, Service Disconnect mounted on unit) | AHU-CHW-5T_30T | HVC | PM | FOS | OPERATING | 1 | 2021-12-20
DBA07021 | K6-0894 | AHU-11 (480 V, Service Disconnect mounted on unit) | AHU-CHW-5T_30T | HVC | PM | FOS | OPERATING | 1 | 2024-01-25
DBA08001 | K6-0894 | AHU-3B (480 V, Service Disconnect located in room 125) | AHU-CHW-5T_30T | HVC | N/A | NAB | DECOMMISSIONED | 2 | 2016-05-02
DBA08011 | K6-0894 | Tertiary CHW Pump, CP-1 (480 V, Service Disconnect located in room 125) | Pump-Pad Mount-(CHW/CW)-GT10HP | HVC | PM | FOS | OPERATING | 2 | 2023-12-01
DBA08012 | K6-0894 | Tertiary CHW Pump, CP-2 (480 V, Service Disconnect located in room 125) | Pump-Pad Mount-(CHW/CW)-GT10HP | HVC | PM | FOS | OPERATING | 2 | 2023-12-07
DBA08013 | K6-0894 | HW Pump, HWP-1 (480 V, Service Disconnect located next to unit) | Pump-Pad Mount-(HTHW/HW)-GT10HP | HVC | N/A | XSD | DECOMMISSIONED | 4 | 2018-10-24
DBA08014 | K6-0894 | HW Pump, HWP-4 (480 V, Service Disconnect located next to unit) | Pump-Pad Mount-(HTHW/HW)-GT10HP | HVC | N/A | XSD | DECOMMISSIONED | 4 | 2018-10-24
DBA08015 | K6-0894 | HW Pump, HWP-5 (480 V, Service Disconnect located next to unit) | Pump-Pad Mount-(HTHW/HW)-GT10HP | HVC | N/A | XSD | DECOMMISSIONED | 4 | 2018-10-24
DBA19003 | K6-0894 | HVAC Control B/U Air Comp (480V, Comp No. 1 & 2, Fed from MCC A, Room 125) | Compressors-Air-Reciprocating | HVC | N/A | XSD | DECOMMISSIONED | 3 | 2017-06-27
DBA19004 | K6-0894 | HVAC Control Air Dryer | Refrigeration-Air Dryer | HVC | N/A | XSD | DECOMMISSIONED | 2 | 2017-03-20
DBA20001 | K6-0894 | Hot Water Heat Exchanger, HX-1 | Heat Exchanger | HVC | N/A | XSD | DECOMMISSIONED | 4 | 2016-05-17
DBA20002 | K6-0894 | Hot Water Heat Exchanger, HX-2 | Heat Exchanger | HVC | N/A | XSD | DECOMMISSIONED | 4 | 2016-05-17
DBA20003 | K6-0894 | Expansion Tank, HW, K6-0894, OPF | Tanks-Expansion-HW | HVC | PM | FOS | OPERATING | 4 | 2023-10-29
DBACAAD001-R1 | K6-0894 | Air Dryer, AD-3 (480 V, Service Disconnect mounted on unit) | Refrigeration-Air Dryer | HVC | PM | FOS | OPERATING | 4 | 2023-12-07
DBACAAD002-R1 | K6-0894 | Air Dryer, AD-2 (480 V, Service Disconnect mounted on unit) | Refrigeration-Air Dryer | HVC | PM | FOS | OPERATING | 4 | 2023-12-07
DBACAAD003-R1 | K6-0894 | Air Dryer, AD-1 (480 V, Service Disconnect mounted on unit) | Refrigeration-Air Dryer | HVC | PM | FOS | OPERATING | 4 | 2024-02-06
DBAIVVE001 | K6-0894 | Ventilation Unit, V-1 (480 V, Service Disconnect located next to unit) | Fan-Supply-LT100HP | HVC | PM | FOS | OPERATING | 3 | 2024-01-24
DBAIVVE004 | K6-0894 | Exhaust Fan, EF-4 (480 V, Local Service Disconnect) | Fan-Exhaust-LT100HP-LS | HVC | PM | FOS | OPERATING | 4 | 2024-04-01
DBAIVVE01A | K6-0894 | Exhaust Fan, EF-1 (480 V, Local Service Disconnect) | Fan-Exhaust-LT100HP-LS | HVC | PM | FOS | OPERATING | 4 | 2024-04-01
DBAIVVE04B | K6-0894 | Exhaust Fan, EF-4B (480 V, Local Service Disconnect) | Fan-Exhaust-LT100HP-LS | HVC | PM | FOS | OPERATING | 3 | 2024-04-01
DBE01002 | K6-0894 | SS 840A 1500KVA 13.8KV/480V DRY TYpe | Transformers-Dry-MV | EHV | RTF | FOS | OPERATING | 5 | 2010-10-18
DBE01027 | K6-0894 | ATS-66, Automatic Transfer Switch, OPF | ATS | ELV | PM | FOS | OPERATING | 4 | 2018-08-12
DBE01A01 | K6-0894 | MCC-A Enclosure, FPE, Class 5310, 480 Volt, 800 Amp | MCC | ELV | PM | FOS | OPERATING | 4 | 2022-01-22
DBE02B01 | K6-0894 | MCC B | MCC | ELV | PM | FOS | OPERATING | 4 | 2022-01-22
DBE03002 | K6-0894 | SS 841A 1500KVA 13.8KV/480V DRY TYPE | Transformers-Dry-MV | EHV | RTF | FOS | OPERATING | 4 | 2010-10-07
DBEBB025 | K6-0894 | Battery Bank, UPS-25, 1x40x12VDC | Battery Bank-Lead Acid (VRLA) | ELV | PM | FOS | OPERATING | 4 | 2022-05-04
DBEUPS25 | K6-0894 | UPS-25, 9315-80, 80KVA, 480VAC Out, OPF 1,2 | UPS-With External Battery | ELV | PM | FOS | OPERATING | 4 | 2022-05-04
DBF20001 | K6-0894 | SPRINKLER, FIRE ALARM, GRINNEL, M/N F200 | Wet Pipe | PSY | PM/TS | NOS | DECOMMISSIONED | 4 | 2013-10-15
DBF23001 | K6-0894 | VALVE, FIRE HOSE SYSTEM (DBF20001) | Valves-Fire Hose | PSY | PM/TS | NOS | DECOMMISSIONED | 4 | 2013-11-01
DBFFAAS001 | K6-0894 | AIR SAMPLING DETECTION SYSTEM, VESDA, LASER SCANNER | ASSD | PSY | PM/TS | NOS | DECOMMISSIONED | 4 | 2013-05-07
DBFFACPN26 | K6-0894 | FACP SIMPLEX 4100U | FACP | PSY | PM | FOS | OPERATING | 2 | 2024-03-07
DBFH1030 | UK-0031 | HYDRANT, FIRE, MUELLER 5-1/4" 1975 | Hydrant | WWS | PM | FOS | OPERATING | 4 | 2023-05-18
DBFH1115 | UK-0031 | HYDRANT, FIRE, MUELLER 5-1/4" 1975 | Hydrant | WWS | PM | FOS | OPERATING | 4 | 2023-05-19
DBFH1150 | UK-0031 | HYDRANT, FIRE, MUELLER 5-1/4" 1975 | Hydrant | WWS | PM | FOS | OPERATING | 4 | 2018-04-30
DBFH1185 | UK-0031 | HYDRANT, FIRE, MUELLER 5-1/4 | Hydrant | WWS | PM | FOS | OPERATING | 4 | 2023-05-20
DBFH1205 | UK-0031 | HYDRANT, FIRE, M & H 5-1/4" 1964 | Hydrant | WWS | PM | FOS | OPERATING | 3 | 2024-04-16
DBFH1225 | UK-0031 | HYDRANT, FIRE, MUELLER 5-1/4" 1975 | Hydrant | WWS | PM | FOS | OPERATING | 3 | 2023-05-17
DBFH1295 | UK-0031 | HYDRANT, FIRE, MUELLER 5-1/4" 1975 | Hydrant | WWS | PM | FOS | OPERATING | 3 | 2023-05-17
DBFH1310 | UK-0031 | HYDRANT, FIRE, MUELLER 4-1/2" 1975 | Hydrant | WWS | PM | FOS | OPERATING | 4 | 2023-05-19
DBFKPCP056 | K6-0894 | INTELLIGENT SYSTEM CONTROLLER #56 | ESS | PSY | N/A | NIC | NOT_IN_CONTRACT | 4 | 2013-10-18
DBFKPCP057 | K6-0894 | INTELLIGENT SYSTEM CONTROLLER #57 | ESS | PSY | N/A | NIC | NOT_IN_CONTRACT | 4 | 2013-04-12
DBFKPFD564 | K6-0894 | FIBER OPTIC INTRUSION DETECTION SYS | ESS | PSY | N/A | NIC | NOT_IN_CONTRACT | 1 | 2014-12-04
DBFSYPA001 | K6-0894 | PRE-ACTION SPRINKLER, GRINNELL F445 | Pre-Action | PSY | PM/AS | NOS | DECOMMISSIONED | 4 | 2013-09-24
DBS12001 | UK-0031 | BFP FEBCO 825Y 3/4" S/N D8725 | BFP | WWS | PM | FOS | OPERATING | 3 | 2024-01-25
DBS12002 | UK-0031 | BFP WATTS 3/4" 709 DC S/N 144346 FOR AHU #5 | BFP | WWS | N/A | NAB | ABANDONED | 4 | 2011-12-08
DBS12003 | UK-0031 | BFP WATTS 3/4" 709 DC S/N 146196 FOR AHU #2 | BFP | WWS | N/A | NAB | ABANDONED | 2 | 2014-01-14
DBS12004 | UK-0031 | BFP DOUBLE CHECK 1", S/N 107603 | BFP | WWS | N/A | NAB | ABANDONED | 3 | 2011-12-08
DC304001 | J6-2313 | SUMP PUMP, 1/4 HP, 115V, [NEED: KEY# FEC# 18, KEY | Pump-Sump | MEC | RTF | FOS | OPERATING | 4 | 2011-04-20
DCE01001 | J6-2313 | SS 843A 750KVA 13.8KV/480V PDMT | Transformers-Oil-MV | EHV | PM/PT | FOS | OPERATING | 4 | 2023-07-08
DCE01002 | J6-2313 | SS 843A 2NDARY 3000A 480/277V GE | Bus-LV | ELV | PMHL | FOS | OPERATING | 4 | 2011-03-18
DCE0100201 | J6-2313 | VOLTAGE PHASE SEQ. RELAY, BE1-47N, SS843, A-SIDE | Relays-LV | EHV | RTF | FOS | OPERATING | 4 | 2011-03-30
DCE02001 | J6-2313 | SS 843B 750KVA 13.8KV/480V PDMT | Transformers-Oil-MV | EHV | PM/PT | FOS | OPERATING | 3 | 2023-06-27
DCE0200102 | J6-2313 | VOLTAGE PHASE SEQ. RELAY, BE1-47N, SS843, B-SIDE | Relays-LV | EHV | RTF | FOS | OPERATING | 4 | 2011-03-30
DCE02002 | J6-2313 | SS 843B 2NDARY 3000A 480/277V | Bus-LV | ELV | PMHL | FOS | OPERATING | 4 | 2011-03-18
DCE11001 | J6-2313 | BREAKER SS 843 MAIN A-SIDE 1600/1000A 480V CUB. 1B SQ-D | Circuit Breaker-LV Draw Out | ELV | PMHL | FOS | OPERATING | 4 | 2011-03-18
DCE1100101 | J6-2313 | RELAY 1B LSI 400-6000AS MICRLOGIC 5.0P SQ D | Relays-Trip Units | ELV | PMHL | FOS | OPERATING | 4 | 2013-03-05
DCE1100102 | J6-2313 | SYNC CHECK RELAY, BE1-25, SS843, A-SIDE | Relays-LV | EHV | RTF | FOS | OPERATING | 4 | 2015-03-09
DCE1100202 | J6-2313 | SYNC CHECK RELAY, BE1-25, SS843, TIE | Relays-LV | EHV | RTF | FOS | OPERATING | 4 | 2015-03-09
DCE11003 | J6-2313 | BREAKER 7D SS 843 SPARE 800/400A SQ-D | Circuit Breaker-LV Draw Out | ELV | PMHL | FOS | OPERATING | 4 | 2011-03-14
DCE1100301 | J6-2313 | RELAY 7D LSI 400-6000AS MICRLOGIC 5.0P SQ D | Relays-Trip Units | ELV | PMHL | FOS | OPERATING | 4 | 2013-03-13
DCE11004 | J6-2313 | BREAKER 2A SS 843 PNL A 800/400A SQ-D | Circuit Breaker-LV Draw Out | ELV | PMHL | FOS | OPERATING | 5 | 2011-03-19
DCE1100401 | J6-2313 | RELAY 2A LSI 400-6000AS MICRLOGIC 5.0P SQ D | Relays-Trip Units | ELV | PMHL | FOS | OPERATING | 4 | 2013-03-05
DCE11005 | J6-2313 | BREAKER 2B SS 843 PNL MDD4 800/400A SQ-D | Circuit Breaker-LV Draw Out | ELV | PMHL | FOS | OPERATING | 5 | 2011-03-18
DCE1100501 | J6-2313 | RELAY 2B LSI 400-6000AS MICRLOGIC 5.0P SQ D | Relays-Trip Units | ELV | PMHL | FOS | OPERATING | 4 | 2013-03-05
DCE11007 | J6-2313 | BREAKER 2D SS 843 125A ENCL BKR ED 800/125 SQ-D | Circuit Breaker-LV Draw Out | ELV | PMHL | FOS | OPERATING | 4 | 2011-03-19
DCE1100701 | J6-2313 | RELAY 2D LSI 400-6000AS MICRLOGIC 5.0P SQ D | Relays-Trip Units | ELV | PMHL | FOS | OPERATING | 4 | 2013-03-05
DCE11008 | J6-2313 | BREAKER 7B SS 843 EMERG SOURCE 1600/1000A SQ-D | Circuit Breaker-LV Draw Out | ELV | PMHL | FOS | OPERATING | 4 | 2011-03-14
DCE1100801 | J6-2313 | RELAY 7B LSI 400-6000AS MICRLOGIC 5.0P SQ D | Relays-Trip Units | ELV | PMHL | FOS | OPERATING | 4 | 2013-03-05
DCE12001 | J6-2313 | BREAKER SS 843 MAIN B-SIDE 1600/1000A 480V CUB. 8B SQ-D | Circuit Breaker-LV Draw Out | ELV | PMHL | FOS | OPERATING | 4 | 2011-03-14
DCE1200101 | J6-2313 | RELAY 8B LSI 400-6000AS MICRLOGIC 5.0P SQ D | Relays-Trip Units | ELV | PMHL | FOS | OPERATING | 4 | 2013-03-05
DCE1200102 | J6-2313 | SYNC CHECK RELAY, BE1-25, SS843, B-SIDE | Relays-LV | EHV | RTF | FOS | OPERATING | 4 | 2015-03-09
DCE12002 | J6-2313 | BREAKER SS 843 TIE 1600/1000A 480V CUB. 5B SQ-D | Circuit Breaker-LV Draw Out | ELV | PMHL | FOS | OPERATING | 4 | 2011-03-18
DCE1200201 | J6-2313 | RELAY 5B LSI 400-6000AS MICRLOGIC 5.0P SQ D | Relays-Trip Units | ELV | PMHL | FOS | OPERATING | 4 | 2013-03-05
DCE12003 | J6-2313 | BREAKER 6B SS 843 PANEL A1 800/400A SQ-D | Circuit Breaker-LV Draw Out | ELV | PMHL | FOS | OPERATING | 4 | 2011-03-14
DCE1200301 | J6-2313 | RELAY 6B LSI 400-6000AS MICRLOGIC 5.0P SQ D | Relays-Trip Units | ELV | PMHL | FOS | OPERATING | 4 | 2013-03-05
DCE12004 | J6-2313 | BREAKER 6C SS 843 XFMR T4 800/225A SQ-D | Circuit Breaker-LV Draw Out | ELV | PMHL | FOS | OPERATING | 4 | 2011-03-14
DCE1200401 | J6-2313 | RELAY 6C LSI 400-6000AS MICRLOGIC 5.0P SQ D | Relays-Trip Units | ELV | PMHL | FOS | OPERATING | 4 | 2013-03-05
DCE12005 | J6-2313 | BREAKER 6D SS 843 SPARE 800/225A SQ-D | Circuit Breaker-LV Draw Out | ELV | PMHL | FOS | OPERATING | 4 | 2012-03-02
DCE1200501 | J6-2313 | RELAY 6D LSI 400-6000AS MICRLOGIC 5.0P SQ D | Relays-Trip Units | ELV | PMHL | FOS | OPERATING | 4 | 2013-03-05
DCE12006 | J6-2313 | BREAKER 3C SS 843 XFMR T3 800/225 SQ-D | Circuit Breaker-LV Draw Out | ELV | PMHL | FOS | OPERATING | 4 | 2011-03-18
DCE1200601 | J6-2313 | RELAY 3C LSI 400-6000AS MICRLOGIC 5.0P SQ D | Relays-Trip Units | ELV | PMHL | FOS | OPERATING | 4 | 2013-03-05
DCE12007 | J6-2313 | BREAKER 7C SS 843 PNL ID 800/600A SQ-D | Circuit Breaker-LV Draw Out | ELV | PMHL | FOS | OPERATING | 4 | 2011-03-14
DCE1200701 | J6-2313 | RELAY 7C LSI 400-6000AS MICRLOGIC 5.0P SQ D | Relays-Trip Units | ELV | PMHL | FOS | OPERATING | 4 | 2013-03-05
DCE12008 | J6-2313 | BREAKER 3B SS 843 SPARE 800/400 SQ-D | Circuit Breaker-LV Draw Out | ELV | PMHL | FOS | OPERATING | 3 | 2012-03-02
DCE1200801 | J6-2313 | RELAY 3B LSI 400-6000AS MICRLOGIC 5.0P SQ D | Relays-Trip Units | ELV | PMHL | FOS | OPERATING | 4 | 2013-03-05
DCFFART001 | J6-2313 | CENTRAL RADIO MONITORING (CRMS) SYSTEM | CRMS | PSY | PM | FOS | OPERATING | 4 | 2023-11-15
DCFH1010 | UK-0031 | HYDRANT, FIRE, MUELLER | Hydrant | WWS | PM | FOS | OPERATING | 4 | 2023-06-15
DCFH1080 | UK-0031 | Hydrant, FIRE, AMERICAN DARLING, 2013 | Hydrant | WWS | PM | FOS | OPERATING | 4 | 2023-09-08
DCFH1128 | UK-0031 | HYDRANT, FIRE, MUELLER 4-1/2" 1974 | Hydrant | WWS | N/A | XSD | DECOMMISSIONED | 4 | 2017-06-06
DCFH1128-R1 | UK-0031 | Hydrant, FIRE, AMERICAN DARLING, 2012 | Hydrant | WWS | PM | FOS | OPERATING | 4 | 2023-06-13
DCFH1129 | UK-0031 | HYDRANT, FIRE, MUELLER 4-1/2" 1974 | Hydrant | WWS | N/A | XSD | DECOMMISSIONED | 4 | 2017-06-07
DCFH1129-R1 | UK-0031 | Hydrant, FIRE, AMERICAN DARLING, 2012 | Hydrant | WWS | PM | FOS | OPERATING | 4 | 2023-06-14
DCFH1130 | UK-0031 | HYDRANT, FIRE, MUELLER 4-1/2" 1974 | Hydrant | WWS | N/A | XSD | DECOMMISSIONED | 4 | 2017-06-07
DCFH1130-R1 | UK-0031 | Hydrant, FIRE, AMERICAN DARLING, 2012 | Hydrant | WWS | PM | FOS | OPERATING | 4 | 2023-06-14
DCFH1132 | UK-0031 | HYDRANT, FIRE, MUELLER 4-1/2" 1974 | Hydrant | WWS | N/A | XSD | DECOMMISSIONED | 4 | 2017-06-07
DCFH1132-R1 | UK-0031 | Hydrant, FIRE, AMERICAN DARLING, 2012 | Hydrant | WWS | PM | FOS | OPERATING | 4 | 2023-06-15
DCFH1133 | UK-0031 | HYDRANT, FIRE, MUELLER 4-1/2" 1974 | Hydrant | WWS | N/A | XSD | DECOMMISSIONED | 4 | 2017-06-03
DCFH1133-R1 | UK-0031 | Hydrant, FIRE, AMERICAN DARLING, 2012 | Hydrant | WWS | PM | FOS | OPERATING | 4 | 2023-06-08
DCFH1135 | UK-0031 | HYDRANT, FIRE, MUELLER 4-1/2" 1974 | Hydrant | WWS | N/A | XSD | DECOMMISSIONED | 4 | 2017-06-03
DCFH1135-R1 | UK-0031 | Hydrant, FIRE, AMERICAN DARLING, 2012 | Hydrant | WWS | PM | FOS | OPERATING | 4 | 2023-06-08
DCFH1136 | UK-0031 | HYDRANT, FIRE, MUELLER, 4-1/2" 1974 | Hydrant | WWS | N/A | XSD | DECOMMISSIONED | 4 | 2017-06-03
DCFH1136-R1 | UK-0031 | Hydrant, FIRE, AMERICAN DARLING, 2012 | Hydrant | WWS | PM | FOS | OPERATING | 4 | 2023-06-09
DCFH1145 | UK-0031 | HYDRANT, FIRE, MUELLER 4-1.2-T (TOP SCREW) 1973 | Hydrant | WWS | N/A | XSD | DECOMMISSIONED | 4 | 2017-06-03
DCFH1145-R1 | UK-0031 | Hydrant, FIRE, AMERICAN DARLING, 2012 | Hydrant | WWS | PM | FOS | OPERATING | 4 | 2023-06-09
DCFH1155 | UK-0031 | HYDRANT, FIRE, MUELLER, 4-1/2" 1973 | Hydrant | WWS | N/A | XSD | DECOMMISSIONED | 4 | 2017-05-23
DCFH1155-R1 | UK-0031 | Hydrant, FIRE, AMERICAN DARLING, 2012 | Hydrant | WWS | PM | FOS | OPERATING | 4 | 2023-06-12
DCFH1170 | UK-0031 | HYDRANT, FIRE, MUELLER 4-1/2" 1974 | Hydrant | WWS | N/A | XSD | DECOMMISSIONED | 4 | 2017-05-23
DCFH1170-R1 | UK-0031 | Hydrant, FIRE, AMERICAN DARLING, 2013 | Hydrant | WWS | PM | FOS | OPERATING | 4 | 2023-06-12
DCFH1250 | UK-0031 | HYDRANT, FIRE, MUELLER 4-1/2" 1973 | Hydrant | WWS | PM | FOS | OPERATING | 3 | 2023-06-05
DCFH1280 | UK-0031 | HYDRANT, FIRE, MUELLER 4-1/2" 1973 | Hydrant | WWS | N/A | XSD | DECOMMISSIONED | 3 | 2017-06-01
DCFH1280-R1 | UK-0031 | Hydrant, FIRE, AMERICAN DARLING, 2012 | Hydrant | WWS | PM | FOS | OPERATING | 4 | 2023-06-19
DCFH1285 | UK-0031 | HYDRANT, FIRE, MUELLER 4-1/2" 1973 | Hydrant | WWS | PM | FOS | OPERATING | 3 | 2023-06-05
DCFH1290 | UK-0031 | HYDRANT, FIRE, MUELLER 5-1/4â€ 1991 | Hydrant | WWS | N/A | XSD | DECOMMISSIONED | 4 | 2016-05-18
DCFH1290-R1 | UK-0031 | Hydrant, FIRE, AMERICAN DARLING, 2013 | Hydrant | WWS | PM | FOS | OPERATING | 4 | 2023-06-16
DCS12002 | UK-0031 | BFP FEBCO M/N 825Y 3/4" S/N A043660 | BFP | WWS | PM | FOS | OPERATING | 3 | 2023-06-27
DCS12003 | UK-0031 | BFP FEBCO 765 PVB 3/4" S/N AA3475 | BFP | WWS | PM | FOS | OPERATING | 3 | 2023-06-27
DCS12004 | UK-0031 | RP BFP WATTS 3/4" M/N 009-M3QT S/N 86642 | BFP | WWS | PM | FOS | OPERATING | 3 | 2023-06-28
DCS12006 | UK-0031 | BFP WATTS 757 6" S/N ALJ-0910 | BFP-Fire | WWS | PM | FOS | OPERATING | 4 | 2024-04-17
DFE03000 | H5-2176 | SW GEAR ALS-15 1200A 4160V 3PH WESTINGHOUSE | Switchgear | EHV | PM | FOS | OPERATING | 3 | 2024-02-22
DFE03001 | H5-2176 | CKT BKR T4-S6 1200A 4160V 3PH VAC. WESTINGHOUSE | Circuit Breaker-VCB | EHV | PM | FOS | OPERATING | 3 | 2024-02-22
DFE0300101 | H5-2176 | RELAY, WESTINGHOUSE DIGITRIP MV, ALS-15, T4-S6 | Relays-MV | EHV | PM | FOS | OPERATING | 4 | 2024-02-22
DFE03002 | H5-2176 | CKT BKR T3-S6 1200A 4160V 3PH VAC. WESTINGHOUSE | Circuit Breaker-VCB | EHV | PM | FOS | OPERATING | 3 | 2024-02-22
DFE0300201 | H5-2176 | RELAY, WESTINGHOUSE DIGITRIP MV, ALS-15, T3-S6 | Relays-MV | EHV | PM | FOS | OPERATING | 4 | 2024-02-22
DFE03003 | H5-2176 | CKT BKR PAPI 1200A 4160V 3PH VAC. WESTINGHOUSE | Circuit Breaker-VCB | EHV | PM | FOS | OPERATING | 2 | 2020-12-22
DFE0300301 | H5-2176 | RELAY, WESTINGHOUSE DIGITRIP MV, ALS-15, PAPI | Relays-MV | EHV | PM | FOS | OPERATING | 4 | 2024-02-21
DFE03004 | H5-2176 | CKT BKR ALSI5-REG 1200A 4160V 3PH VAC. WESTINGHOUS | Circuit Breaker-VCB | EHV | PM | FOS | OPERATING | 3 | 2024-02-21
DFE0300401 | H5-2176 | RELAY, WESTINGHOUSE DIGITRIP MV, ALS-15, ALSI5-REG | Relays-MV | EHV | PM | FOS | OPERATING | 4 | 2024-02-22
DFE03015 | H5-2176 | ATSÂ ALS15Â 100AÂ 4160VÂ 3PHÂ WESTINGHOUSE | ATS | EHV | PM | FOS | OPERATING | 4 | 2018-11-30
DGE03000 | K6-0261 | SW GEAR ALS-33 1200A 4160V 3PH WESTINGHOUSE | Switchgear | EHV | PM | FOS | OPERATING | 4 | 2024-03-12
DGE03001 | K6-0261 | CKT BKR T4-S1 1200A 4160V 3PH VAC. WESTINGHOUSE | Circuit Breaker-VCB | EHV | PM | FOS | OPERATING | 4 | 2024-03-11
DGE0300101 | K6-0261 | RELAY, WESTINGHOUSE DIGITRIP MV, ALS-33, T4-S1 | Relays-MV | EHV | PM | FOS | OPERATING | 4 | 2024-03-14
DGE03002 | K6-0261 | CKT BKR T3-S1 1200A 4160V 3PH VAC. WESTINGHOUSE | Circuit Breaker-VCB | EHV | PM | FOS | OPERATING | 1 | 2024-03-15
DGE0300201 | K6-0261 | RELAY, WESTINGHOUSE DIGITRIP MV, ALS-33, T3-S1 | Relays-MV | EHV | PM | FOS | OPERATING | 4 | 2024-03-14
DGE03003 | K6-0261 | CKT BKR SPARE 1200A 4160V 3PH VAC. WESTINGHOUSE | Circuit Breaker-VCB | EHV | PM | FOS | OPERATING | 4 | 2024-03-14
DGE0300301 | K6-0261 | RELAY, WESTINGHOUSE DIGITRIP MV, ALS-33, SPARE | Relays-MV | EHV | PM | FOS | OPERATING | 1 | 2023-08-22
DGE03004 | K6-0261 | CKT BKR ALS33-REG 1200A 4160V 3PH VAC. WESTINGHOUS | Circuit Breaker-VCB | EHV | PM | FOS | OPERATING | 4 | 2024-03-14
DGE0300401 | K6-0261 | RELAY, WESTINGHOUSE DIGITRIP MV, ALS-33, ALS33-REG | Relays-MV | EHV | PM | FOS | OPERATING | 3 | 2021-02-23
DGE03009 | K6-0261 | REGULATOR CONSTANT CURRENT #1 20A 70KW 1PH HEVI-DUTY ELEC | Regulator-Constant Current | EHV | N/A | NIC | NOT_IN_CONTRACT | 4 | 2015-01-09
DGE03011 | K6-0261 | REGULATOR CONSTANT CURRENT #2 20A 70KW 1PH HEVI-DUTY ELEC | Regulator-Constant Current | EHV | N/A | NIC | NOT_IN_CONTRACT | 4 | 2013-04-15
DGE03013 | K6-0261 | REGULATOR CONSTANT CURRENT #3 20A 70KW 1PH HEVI-DUTY ELEC | Regulator-Constant Current | EHV | N/A | NIC | NOT_IN_CONTRACT | 4 | 2013-04-15
DGE03015 | K6-0261 | ATS-ALS33Â 100AÂ 4160VÂ 3PHÂ WESTINGHOUSE | ATS | EHV | PM | FOS | OPERATING | 4 | 2023-07-17
DI101002 | M6-0495 | EXHAUST FAN, PWRLINE S/N 12DRE6Z | Fan-Exhaust-LT100HP | HVC | RTF | FOS | OPERATING | 4 | 2011-06-02
DI101009 | M6-0495 | EXHAUST FAN, PWRLINE S/N 7DRE8Y | Fan-Exhaust-LT100HP | HVC | RTF | FOS | OPERATING | 4 | 2011-06-02
DI101010 | M6-0495 | FAN EXH PWRLINE CAT 7DRE8Y | Fan-Exhaust-LT100HP | HVC | RTF | FOS | OPERATING | 5 | 2010-07-26
DI101012 | M6-0495 | EXHAUST FAN COOK UNIDOME S/N B229221598267 | Fan-Exhaust-LT100HP | HVC | RTF | FOS | OPERATING | 4 | 2011-06-02
DI101021 | M6-0495 | EXHAUST FAN COOK UNIDOME S/N B229221569267 | Fan-Exhaust-LT100HP | HVC | RTF | FOS | OPERATING | 3 | 2011-06-03
DI101022 | M6-0495 | EXHAUST FAN COOK UNIDOME S/N B229221590269 | Fan-Exhaust-LT100HP | HVC | RTF | FOS | OPERATING | 3 | 2011-06-03
DI2ELITE | M6-0495 | LIGHTS, EMERGENCY & EXIT, M6-0495 | Emer-Exit Lights | ELV | PM | FOS | OPERATING | 4 | 2024-04-27
DI302001 | M6-0495 | PUMP, SUMP | Pump-Sump | MEC | RTF | FOS | OPERATING | 4 | 2012-02-17
DI302002 | M6-0495 | PUMP, SUMP | Pump-Sump | MEC | RTF | FOS | OPERATING | 4 | 2012-02-17
DI303001 | M6-0495 | SHOWER, SAFETY | Shwr-Eyewash | WWS | PM | FOS | OPERATING | 3 | 2024-03-18
DI303003 | M6-0495 | EYEWASH, SINK MOUNTED | Shwr-Eyewash | WWS | PM | FOS | OPERATING | 3 | 2023-12-01
DI501002 | M6-0495 | ROOF, DISPENSARY, BUR-A, 21300 SF | Roof-BUR | STR | PM | FOS | OPERATING | 3 | 2024-01-26
DI504002 | M6-0495 | DOOR, SLIDING, ELECTRIC, BACK, GYROTECH | Doors-Sliding Electric | MEC | RTF | FOS | OPERATING | 3 | 2011-01-11
DI504003 | M6-0495 | DOOR, SLIDING, ELECTRIC, BACK CENTER, GYROTECH | Doors-Sliding Electric | MEC | RTF | FOS | OPERATING | 3 | 2011-01-11
DI504004 | M6-0495 | DOOR, AUTOMATIC, SLIDING, CENTER OPENING LOBBY, EX | Doors-Ped | MEC | PM | FOS | OPERATING | 2 | 2024-01-18
DI504005 | M6-0495 | DOOR, AUTOMATIC, SLIDING, CENTER OPENING LOBBY, IN | Doors-Ped | MEC | PM | FOS | OPERATING | 4 | 2024-01-18
DIA04003 | M6-0495 | FAN COIL UNIT TRANE | AHU-CHW-FCU-Special | HVC | PM | FOS | OPERATING | 2 | 2024-03-13
DIA04004 | M6-0495 | FAN COIL UNIT TRANE | AHU-CHW-FCU-Special | HVC | PM | FOS | OPERATING | 3 | 2024-03-07
DIA04005 | M6-0495 | FAN COIL UNIT TRANE | AHU-CHW-FCU-Special | HVC | PM | FOS | OPERATING | 2 | 2021-06-21
DIA04006 | M6-0495 | FAN COIL UNIT TRANE | AHU-CHW-FCU | HVC | RTF | FOS | OPERATING | 3 | 2011-04-29
DIA04007 | M6-0495 | FAN COIL UNIT TRANE | AHU-CHW-FCU-Special | HVC | PM | FOS | OPERATING | 2 | 2024-03-13
DIA04008 | M6-0495 | FAN COIL UNIT TRANE | AHU-CHW-FCU-Special | HVC | N/A | XSD | DECOMMISSIONED | 3 | 2020-11-09
DIA04010 | M6-0495 | FAN COIL UNIT TRANE | AHU-CHW-FCU-Special | HVC | PM | FOS | OPERATING | 2 | 2024-03-08
DIA04011 | M6-0495 | FAN COIL UNIT TRANE | AHU-CHW-FCU-Special | HVC | PM | FOS | OPERATING | 2 | 2024-03-14
DIA04012 | M6-0495 | FAN COIL UNIT TRANE | AHU-CHW-FCU-Special | HVC | PM | FOS | OPERATING | 2 | 2024-03-13
DIA04013 | M6-0495 | FAN COIL UNIT TRANE | AHU-CHW-FCU-Special | HVC | PM | FOS | OPERATING | 2 | 2021-06-21
DIA05002 | M6-0495 | FAN COIL UNIT TRANE | AHU-CHW-FCU-Special | HVC | PM | FOS | OPERATING | 1 | 2024-03-11
DIA05003 | M6-0495 | FAN COIL UNIT TRANE | AHU-CHW-FCU-Special | HVC | PM | FOS | OPERATING | 3 | 2024-03-07
DIA05004 | M6-0495 | FAN COIL UNIT TRANE | AHU-CHW-FCU-Special | HVC | PM | FOS | OPERATING | 2 | 2024-03-11
DIA05005 | M6-0495 | FAN COIL UNIT TRANE | AHU-CHW-FCU-Special | HVC | PM | FOS | OPERATING | 2 | 2024-03-15
DIA05006 | M6-0495 | FAN COIL UNIT TRANE | AHU-CHW-FCU-Special | HVC | PM | FOS | OPERATING | 2 | 2021-06-21
DIA05007 | M6-0495 | FAN COIL UNIT TRANE | AHU-CHW-FCU-Special | HVC | PM | FOS | OPERATING | 2 | 2021-06-21
DIA05008 | M6-0495 | FAN COIL UNIT TRANE | AHU-CHW-FCU-Special | HVC | PM | FOS | OPERATING | 3 | 2024-03-08
DIA05009 | M6-0495 | FAN COIL UNIT TRANE | AHU-CHW-FCU-Special | HVC | N/A | XSD | DECOMMISSIONED | 2 | 2024-03-11
DIA05013 | M6-0495 | FAN COIL UNIT TRANE | AHU-CHW-FCU-Special | HVC | N/A | XSD | DECOMMISSIONED | 3 | 2022-11-04
DIA05014 | M6-0495 | FAN COIL UNIT TRANE | AHU-CHW-FCU-Special | HVC | PM | FOS | OPERATING | 3 | 2024-03-07
DIA05015 | M6-0495 | FAN COIL UNIT TRANE | AHU-CHW-FCU-Special | HVC | PM | FOS | OPERATING | 3 | 2024-03-07
DIA05016 | M6-0495 | FAN COIL UNIT TRANE | AHU-CHW-FCU-Special | HVC | PM | FOS | OPERATING | 2 | 2024-03-06
DIA05017 | M6-0495 | FAN COIL UNIT TRANE | AHU-CHW-FCU-Special | HVC | PM | FOS | OPERATING | 2 | 2024-03-11
DIA05018 | M6-0495 | FAN COIL UNIT TRANE | AHU-CHW-FCU-Special | HVC | PM | FOS | OPERATING | 2 | 2024-03-11
DIA05019 | M6-0495 | FAN COIL UNIT TRANE | AHU-CHW-FCU-Special | HVC | PM | FOS | OPERATING | 2 | 2024-03-11
DIA05023 | M6-0495 | FAN COIL UNIT TRANE | AHU-CHW-FCU-Special | HVC | PM | FOS | OPERATING | 2 | 2024-03-11
DIA05024 | M6-0495 | FAN COIL UNIT TRANE | AHU-CHW-FCU-Special | HVC | PM | FOS | OPERATING | 2 | 2023-11-08
DIA05025 | M6-0495 | FAN COIL UNIT TRANE | AHU-CHW-FCU-Special | HVC | PM | FOS | OPERATING | 2 | 2024-03-15
DIA05026 | M6-0495 | FAN COIL UNIT TRANE | AHU-CHW-FCU-Special | HVC | PM | FOS | OPERATING | 3 | 2024-04-15
DIA10001 | M6-0495 | AIR HANDLING UNIT #1, CHW TRANE S/N K9J28641 | AHU-CHW-5T_30T | HVC | PM/TS | NOS | DECOMMISSIONED | 2 | 2017-03-16
DIA10002 | M6-0495 | PUMP, CHW #1 TACO M/N FM25076.4 | Pump-Pad Mount-(CHW/CW)-GT10HP | HVC | N/A | XSD | DECOMMISSIONED | 3 | 2020-04-23
DIA10002-R1 | M6-0495 | PUMP, CHW #1 TACO M/N FM12009D | Pump-Pad Mount-(CHW/CW)-GT10HP | HVC | N/A | XSD | DECOMMISSIONED | 5 | 2022-10-23
DIA10002-R2 | M6-0495 | PUMP, CHW #1 TACO S/O 579669/1/1 | Pump-Pad Mount-(CHW/CW)-GT10HP | HVC | PM | FOS | OPERATING | 3 | 2024-04-12
DIA11001 | M6-0495 | AIR HANDLING UNIT #2, CHW TRANE S/N K90J28642 | AHU-CHW-5T_30T | HVC | N/A | NAB | ABANDONED | 2 | 2017-03-16
DIA11002 | M6-0495 | PUMP, CHW #2 TACO M/N FM25076.4 | Pump-Pad Mount-(CHW/CW)-GT10HP | HVC | N/A | XSD | DECOMMISSIONED | 4 | 2019-10-28
DIA11002-R1 | M6-0495 | PUMP, CHW #2 TACO M/N FM12009D | Pump-Pad Mount-(CHW/CW)-GT10HP | HVC | N/A | XSD | DECOMMISSIONED | 5 | 2022-10-23
DIA11002-R2 | M6-0495 | PUMP, CHW #2 TACO | Pump-Pad Mount-(CHW/CW)-GT10HP | HVC | PM | FOS | OPERATING | 3 | 2024-04-12
DIA1101-R1 | M6-0495 | AIR HANDLING UNIT #2, CHW TRANE S/N 1808113639 | AHU-DX-5T_30T | HVC | N/A | XSD | DECOMMISSIONED | 3 | 2021-05-20
DIA12001 | M6-0495 | AIR HANDLING UNIT #3, CHW TRANE S/N K90J28643 | AHU-CHW-5T_30T | HVC | PM/TS | NOS | DECOMMISSIONED | 2 | 2017-03-16
DIA12001-R1 | M6-0495 | AIR HANDLING UNIT #3 | AHU-DX-5T_30T | HVC | N/A | XSD | DECOMMISSIONED | 4 | 2021-07-05
DIA13001 | M6-0495 | AIR HANDLING UNIT #4, CHW TRANE S/N K90J28644 | AHU-CHW-5T_30T | HVC | N/A | XSD | DECOMMISSIONED | 2 | 2017-03-16
DIA14001 | M6-0495 | AIR HANDLING UNIT #5, CHW TRANE S/N K91H28334 | AHU-CHW-5T_30T | HVC | N/A | NAB | ABANDONED | 2 | 2018-07-16
DIA14001-R1 | M6-0495 | AIR HANDLING UNIT #5, TRANE S/N 201110416D | AHU-CHW-5T_30T | HVC | N/A | XSD | DECOMMISSIONED | 3 | 2021-10-01
DIA14002 | M6-0495 | AIR DRYER, JOHNSON CONTROLS M/N 4210-1 | Refrigeration-Air Dryer | HVC | N/A | XSD | DECOMMISSIONED | 3 | 2021-08-23
DIA15001 | M6-0495 | AIR HANDLING UNIT #6, CHW TRANE S/N K91H28338 | AHU-CHW-5T_30T | HVC | N/A | NAB | ABANDONED | 2 | 2018-07-16
DIA15003 | M6-0495 | PUMP, CHW #1 TACO S/N 1615C2N15.1 | Pump-Pad Mount-(CHW/CW)-GT10HP | HVC | N/A | XSD | DECOMMISSIONED | 3 | 2020-10-10
DIA16001 | M6-0495 | AIR HANDLING UNIT #7, CHW TRANE S/N K91H28342 | AHU-CHW-5T_30T | HVC | N/A | NAB | ABANDONED | 2 | 2018-07-16
DIA16003 | M6-0495 | PUMP, CHW #2 TACO S/N 16152N15.1 | Pump-Pad Mount-(CHW/CW)-GT10HP | HVC | N/A | XSD | DECOMMISSIONED | 4 | 2022-04-06
DIACA001 | M6-0495 | VACUUM PUMP, 3 HP | Vacuum Pump | HVC | PM | FOS | OPERATING | 3 | 2023-11-29
DIACA002 | M6-0495 | AIR COMPRESSOR, RECIP | Compressors-Air-Reciprocating | HVC | PM | FOS | OPERATING | 4 | 2024-05-13
DIACWAH001 | M6-0495 | Make UP AHU, Trane S/N K16K78568 | AHU-CHW-M/U | HVC | PM | FOS | OPERATING | 3 | 2021-06-10
DIACWAH002 | M6-0495 | Make UP AHU, Daikin S/N FBOU190801507 | AHU-CHW-M/U | HVC | PM | FOS | OPERATING | 4 | 2024-01-28
DIAHWBH001 | M6-0495E | HOT WATER BOILER, PULSE, #103477 | Boilers-Modular/Pulse | HVC | PM | FOS | OPERATING | 4 | 2024-03-05
DIAHWBH002 | M6-0495E | HOT WATER BOILER, PULSE, #103718 | Boilers-Modular/Pulse | HVC | PM | FOS | OPERATING | 4 | 2023-09-06
DIAIAAH001 | M6-0495 | AHU 1, Trane, S/N H2B558A/A | AHU-CHW-5T_30T | HVC | PM | FOS | OPERATING | 3 | 2024-02-16
DIAIAAH002 | M6-0495 | AHU 2, Trane, S/N H21B02086 | AHU-CHW-5T_30T | HVC | PM | FOS | OPERATING | 3 | 2024-02-16
DIAIAAH003 | M6-0495 | AHU 3, Trane, S/N K21B02095 | AHU-CHW-5T_30T | HVC | PM | FOS | OPERATING | 3 | 2024-02-16
DIARWIM001 | M6-0495 | ICE MACHINE, MANITOWOC S/N 050121430 | Refrigeration-Ice Machine-Flake | HVC | N/A | XSD | DECOMMISSIONED | 3 | 2021-07-08
DIARWIM001-R1 | M6-0495 | ICE MACHINE, MANITOWOC S/N 1120775134 | Refrigeration-Ice Machine-Flake | HVC | PM | FOS | OPERATING | 4 | 2024-04-10
DIE01001 | M6-0495 | SS 156 112.5KVA 13.8KV/208V PDMT | Transformers-Oil-MV | EHV | PT | FOS | OPERATING | 4 | 2024-04-29
DIE01003 | M6-0495 | SS-156, Substation Secondary, OHF | Substation-LV-Molded Case | ELV | PM | FOS | OPERATING | 3 | 2020-06-09
DIE01004 | M6-0495 | MCC SECTION 2 300A 208/120V SO#5042 PWR EQ | MCC | ELV | PM | FOS | OPERATING | 4 | 2023-07-14
DIE01017 | M6-0495 | MCC SECTION 1 208/120V NO NUMBERS PWR EQ | MCC | ELV | PM | FOS | OPERATING | 4 | 2023-07-14
DIE01024 | M6-0495D | ATS-157Â 1000AÂ 120/208VÂ 3PHÂ CATERPILLAR, OHF | ATS | ELV | PM | FOS | OPERATING | 4 | 2022-07-09
DIE02001 | M6-0495 | VFI 15 15.5KV 630A S# 643-04-0107 G&W | Vacuum Fault Interrupter | EHV | PT | FOS | OPERATING | 4 | 2024-04-12
DIE0200101 | M6-0495 | RELAY, MULTIPHASE, OVERCURRENT, VFI 15, V1 | Relays-MV | EHV | PM | FOS | OPERATING | 4 | 2022-05-31
DIE0200102 | M6-0495 | RELAY, MULTIPHASE, OVERCURRENT, VFI 15, V2 | Relays-MV | EHV | PM | FOS | OPERATING | 4 | 2022-05-31
DIE90001 | M6-0495 | GROUNDING SYSTEM FACILITY | Grounding | ELV | PM | FOS | OPERATING | 4 | 2022-09-04
DIF41001 | M6-0495 | FACP, SIMPLEX 4002, M6-495/M6-495D | FACP | PSY | N/A | XSD | DECOMMISSIONED | 4 | 2012-01-13
DIFFACP001 | M6-0495E | FACP, SIMPLEX 4005, M6-0495E | FACP | PSY | PM | FOS | OPERATING | 3 | 2023-12-20
DIFFACP002 | M6-0495 | FACP, SIMPLEX 4005, M6-0495/M6-0495D | FACP | PSY | PM | FOS | OPERATING | 3 | 2023-12-14
DIFFART001 | M6-0495 | CENTRAL RADIO MONITORING SYSTEM (CRMS) TRANSCEIVER | CRMS | PSY | PM | FOS | OPERATING | 3 | 2023-12-19
DIFH1095 | M6-0495 | HYDRANT, FIRE, DARLING 5" 1963 | Hydrant | WWS | N/A | XSD | DECOMMISSIONED | 4 | 2017-07-28
DIFH1095-R1 | M6-0495 | Hydrant, FIRE, AMERICAN DARLING, 2013 | Hydrant | WWS | PM | FOS | OPERATING | 4 | 2023-08-10
DIFH1325 | M6-0495 | HYDRANT, FIRE | Hydrant | WWS | N/A | XSD | DECOMMISSIONED | 4 | 2017-07-27
DIFH1325-R1 | M6-0495 | Hydrant, FIRE, AMERICAN DARLING, 2013 | Hydrant | WWS | PM | FOS | OPERATING | 4 | 2023-08-10
DIFKPCP095 | M6-0495 | INTELLIGENT SYSTEM CONTROLLER #95 | ESS | PSY | PM | FOS | OPERATING | 3 | 2023-11-16
DIFKPWS951 | M6-0495 | WIRELESS SECURITY SYSTEM | Wireless System | PSY | PM | FOS | OPERATING | 3 | 2023-06-14
DIFSYWS001 | M6-0495 | Wet Pipe Fire Sprinkler System, w/ GN2 | Wet Pipe | PSY | PM | FOS | OPERATING | 3 | 2023-11-09
DIFUCNG001 | M6-0495E | Facility Natural Gas Piping | Gas Piping | MEC | PM | FOS | OPERATING | 3 | 2023-08-09
DIG01010 | M6-0495D | GENERATOR, 205KW, DIESEL, 208V, with 400 Gallon Tank | Generator-Stationary-Level 2 | ELV | PM/RI | FOS | OPERATING | 4 | 2024-05-02
DIS12004 | M6-0495 | BFP FEBCO 825YD 3" S/N 13283 | BFP | WWS | N/A | XSD | DECOMMISSIONED | 2 | 2020-08-13
DIS12004-R1 | M6-0495 | BFP FEBCO LF 860 3" S/N N2010130851 | BFP | WWS | PM | FOS | OPERATING | 4 | 2023-08-16
DIS12005-R1 | M6-0495 | BFP FEBCO 3â€ 825Y S/N N1301020714 | BFP | WWS | PM | FOS | OPERATING | 4 | 2023-08-16
DIS12006-R1 | M6-0495E | BFP AMES Â¾â€ 2000B S/N 25320 | BFP | WWS | PM | FOS | OPERATING | 4 | 2023-08-10
DJ501002 | H5-2274 | ROOF, METAL, 3000 SF | Roof-Metal | STR | N/A | XSD | DECOMMISSIONED | 4 | 2012-07-30
DJAIAUA001 | H5-2274 | WALL UNIT | AHU-DX-Wall | HVC | N/A | XSD | DECOMMISSIONED | 3 | 2011-06-08
DJAIAUA002 | H5-2274 | WALL UNIT | AHU-DX-Wall | HVC | N/A | XSD | DECOMMISSIONED | 3 | 2011-06-08
DJE01001 | H5-2274 | XFMR T3 (T3S5) 45KVA 4.16KV-208/120V FR3 TYPE PDMT COOPER | Transformers-Oil-MV | EHV | N/A | XSD | DECOMMISSIONED | 3 | 2021-05-08
DJE01005 | H5-2274 | SW DISC T3S5 200A 4160VS#J10027-5 | Disconnect Switch-MV | EHV | PM | FOS | OPERATING | 4 | 2015-12-15
DJE02001 | H5-2274 | XFMR T4 (T4S5) 45KVA 4.16KV-208/120V FR3 TYPE PDMT COOPER | Transformers-Oil-MV | EHV | PM/PT | FOS | OPERATING | 4 | 2024-01-11
DJE02002 | H5-2274 | SW DISC T4S5 200A 4160V S#J10027-3 | Disconnect Switch-MV | EHV | PM | FOS | OPERATING | 3 | 2021-02-09
DJFSCCA001 | H5-2274 | INERGEN FIRE SUPPRESION SYSTEM | Inergen | PSY | N/A | XSD | DECOMMISSIONED | 4 | 2011-11-02
DKE01001 | J6-2313 | XFMR T3 (T3S4) 45KVA 4.16KV-208/120V FR3 TYPE PDMT COOPER | Transformers-Oil-MV | EHV | N/A | XSD | DECOMMISSIONED | 1 | 2020-06-12
DKE01005 | J5-0583 | SW DISC T3S4 200A 4160V S#J10028-2 | Disconnect Switch-MV | EHV | PM | FOS | OPERATING | 4 | 2015-12-16
DKE02001 | J5-0583 | XFMR T4 (T4S4) 45KVA 4.16KV-208/120V FR3 TYPE PDMT COOPER | Transformers-Oil-MV | EHV | PM/PT | FOS | OPERATING | 2 | 2020-08-10
DKE02002 | J6-2313 | SW DISC T4S4 200A 4160V S#J10027-2 | Disconnect Switch-MV | EHV | N/A | XSD | DECOMMISSIONED | 4 | 2015-12-01
DKFSCCA001 | J5-0583 | INERGEN FIRE SUPPRESSION SYSTEM | Inergen | PSY | N/A | XSD | DECOMMISSIONED | 4 | 2011-11-03
DLE01001 | J5-2000 | XFMR T3 (T3S3) 45KVA 4.16KV-208/120V FR3 TYPE PDMT COOPER | Transformers-Oil-MV | EHV | N/A | XSD | DECOMMISSIONED | 1 | 2020-06-12
DLE01005 | J5-2000 | SW DISC T3S3 200A 4160V S#J10028-1 | Disconnect Switch-MV | EHV | PM | FOS | OPERATING | 4 | 2015-12-16
DLE02001 | J5-2000 | XFMR T4 (T4S3) 45KVA 4.16KV-208/120V FR3 TYPE PDMT COOPER | Transformers-Oil-MV | EHV | N/A | XSD | DECOMMISSIONED | 4 | 2020-07-20
DLE02002 | J5-2000 | SW DISC T4S3 200A 4160V,S# J10027-1 | Disconnect Switch-MV | EHV | PM | FOS | OPERATING | 4 | 2021-02-12
DLFSCCA001 | J5-2000 | INERGEN FIRE SUPRESSION SYSTEM | Inergen | PSY | N/A | XSD | DECOMMISSIONED | 4 | 2011-11-03
DNS12001 | M6-0486 | BFP FEBCO 825Y 3/4" S/N D8147 | BFP | WWS | PM | FOS | OPERATING | 3 | 2024-02-06
DO203001 | K7-0569 | LIGHTNING PROTECTION | Lightning Prot | ELV | PM | FOS | OPERATING | 3 | 2022-03-02
DO2ELITE | K7-0569 | LIGHTS, EMERGENCY & EXIT, K7-0569 | Emer-Exit Lights Self Testing 2 | ELV | RTF | FOS | OPERATING | 3 | 2017-08-04
DO302001 | K7-0569 | SHOWER, SAFETY | Shwr-Eyewash | WWS | N/A | XSD | DECOMMISSIONED | 4 | 2012-01-24
DO302002 | K7-0569 | SHOWER & EYEWASH HAWS S/N T2R93H16 | Shwr-Eyewash | WWS | PM | FOS | OPERATING | 3 | 2024-04-02
DO308003 | K7-0569 | FILTER, NSA, BACTERIOSTATIC, S/N 1329277 | Filters-Water | WWS | N/A | XSD | DECOMMISSIONED | 3 | 2016-07-08
DO501002A | K7-0569 | ROOF, CONVERTOR/COMPRESSOR OPERATIONS BLDG 4100SF | Roof-Metal | STR | PM | FOS | OPERATING | 3 | 2023-09-29
DO501003 | K7-0569 | ROOF, CONVERTER/COMPRESSOR OPERATIONS BLDG 2431SF | Roof-BUR | STR | PM | FOS | OPERATING | 2 | 2022-11-02
DO611215 | K7-0569 | HOIST, CHAIN, 2 TON, ELECTRIC, COFFING | Hoist | MEC | PM | FOS | OPERATING | 4 | 2024-05-02
DO611217 | K7-0569 | HOIST, CHAIN, 1 TON, ELECTRIC, MONORAIL, COFFING | Hoist | MEC | PM | FOS | OPERATING | 4 | 2024-05-03
DOA00001 | K7-0569 | AHU, PACKAGE, S/N H28143564D | AHU-DX-5T_30T | HVC | N/A | XSD | DECOMMISSIONED | 2 | 2019-05-24
DOA02001 | K7-0569 | CONDENSING UNIT (230V, Service Disconnect in Rm. 1049) | Condensing Unit | HVC | PM/TS | NOS | DECOMMISSIONED | 2 | 2014-03-13
DOA02002 | K7-0569 | CLIMATE CHANGER (230V, Service Disconnect in Rm. 1049) | AHU-DX-5T_30T | HVC | PM/TS | NOS | DECOMMISSIONED | 5 | 2014-10-31
DOA03001 | K7-0569 | PACKAGE AHU | AHU-DX-Package-5T_30T | HVC | N/A | XSD | DECOMMISSIONED | 2 | 2019-06-05
DOACACP001 | K7-0569 | Air Compressor, Speed Aire, Model 4B233E | Compressors-Air-Reciprocating | HVC | PM | FOS | OPERATING | 3 | 2024-05-10
DOACACP002 | K7-0569 | Air Compressor, Campbell Hausfeld | Compressors-Air-Reciprocating | HVC | PM | FOS | OPERATING | 3 | 2024-05-02
DOAIAAX001 | K7-0569 | AHU, DX, TRANE | AHU-DX-5T_30T | HVC | PM | FOS | OPERATING | 4 | 2023-08-24
DOAIAAX002 | K7-0569 | AHU-1, PACKAGE UNIT | AHU-DX-5T_30T | HVC | PM | FOS | OPERATING | 3 | 2024-01-08
DOAIACU001 | K7-0569 | HEAT PUMP, OUTSIDE UNIT, TRANE | AHU-DX-Condenser | HVC | PM | FOS | OPERATING | 2 | 2023-09-09
DOARWIM001R1 | K7-0569 | ICE MACHINE, CUBE, MANITOWOC S/N 010861206 | Refrigeration-Ice Machine-Cube | HVC | N/A | XSD | DECOMMISSIONED | 2 | 2016-05-16
DOARWIM001-R2 | K7-0569 | ICE MACHINE, CUBE, MANITOWOC S/N 1120204702 | Refrigeration-Ice Machine-Cube | HVC | PM | FOS | OPERATING | 2 | 2024-04-18
DOCIAAX001 | K7-0569 | Climate Changer (230V, Service Disconnect in Rm. 1049) | AHU-DX-5T_30T | HVC | PM | FOS | OPERATING | 2 | 2024-03-21
DOCIACU001 | K7-0569 | CONDENSING UNIT (230V, Service Disconnect in Rm. 1049) | Condensing Unit | HVC | PM | FOS | OPERATING | 2 | 2024-03-21
DOE03001 | K7-0569 | SS 1118 PRI SW & XFMR 750KVA GE | Transformers-Oil-MV | EHV | PT | FOS | OPERATING | 4 | 2022-10-31
DOE03002 | K7-0569 | SS-1118,Â Substation Secondary, CCF Maint. | Substation-LV-Molded Case | ELV | PM | FOS | OPERATING | 2 | 2022-02-08
DOFH1030 | K7-0569 | HYDRANT, FIRE, KENNEDY 5" 1967 | Hydrant | WWS | N/A | XSD | DECOMMISSIONED | 4 | 2016-05-12
DOFH1030-R1 | K7-0569 | Hydrant, FIRE, AMERICAN DARLING, 2013 | Hydrant | WWS | PM | FOS | OPERATING | 4 | 2023-12-12
DOFH1130 | K7-0569 | HYDRANT, FIRE, MUELLER 5-1/4" 1969 | Hydrant | WWS | N/A | XSD | DECOMMISSIONED | 3 | 2015-05-18
DOFKPCP097 | K7-0569 | INTELLIGENT SYSTEM CONTROLLER #97 | ESS | PSY | PM | FOS | OPERATING | 3 | 2023-11-16
DOFKPDP972 | K7-0569 | DOOR PORTAL SECURITY SYSTEM | Door Portal | PSY | PM | FOS | OPERATING | 3 | 2023-06-26
DOFS4100 | K7-0569 | FACP, SIMPLEX 4002 | FACP | PSY | PM | FOS | OPERATING | 3 | 2023-06-07
DOIAAX001 | K7-0569 | PACKAGE AHU | AHU-DX-Package-5T_30T | HVC | PM | FOS | OPERATING | 3 | 2024-01-08
DOS12001 | K7-0569 | BFP FEBCO 825Y 3/4" S/N S-1569 1ST SHIFT | BFP | WWS | PM | FOS | OPERATING | 4 | 2024-05-10
DOS12002 | K7-0569 | BFP FEBCO 825Y 3/4" S/N 02597 1ST SHIFT | BFP | WWS | PM | FOS | OPERATING | 4 | 2024-05-10
DOS12003 | K7-0569 | BFP WATTS 909 3" RP, S/N 184053 | BFP | WWS | PM | FOS | OPERATING | 4 | 2023-10-16
DR501002 | K6-0309 | ROOF, MICROWAVE SCANNING BEAM LANDING SYSTEM | Roof-Metal | STR | N/A | XSD | DECOMMISSIONED | 4 | 2012-07-10
DRE01005 | K6-0309 | SW DISC T3S2 200A 4160V S#J10027-6 | Disconnect Switch-MV | EHV | PM | FOS | OPERATING | 4 | 2015-12-16
DRE02002 | K6-0309 | SW DISC T4S2 200A 14KV, S/N J10027-2 | Disconnect Switch-MV | EHV | PM | FOS | OPERATING | 3 | 2021-02-09
DRFFART001 | J6-2313 | CENTRAL RADIO MONITORING SYSTEM (CRMS) TRANSCEIVER | CRMS | PSY | N/A | XSD | DECOMMISSIONED | 3 | 2018-02-27
DRFSCCA001 | K6-0309 | INERGEN FIRE SUPPRESSION SYSTEM | Inergen | PSY | N/A | XSD | DECOMMISSIONED | 4 | 2011-11-01
DS308002 | K6-0793 | FILTER, WATER, CUNO | Filters-Water | WWS | PM | FOS | OPERATING | 3 | 2024-03-14
DS501002 | K6-0793 | ROOF, C/T SERVICE BLDG 2772 SF METAL | Roof-Metal | STR | PM | FOS | OPERATING | 3 | 2023-11-10
DSA01001 | K6-0793 | A/C Unit, A/C-1 (K6-0793 C/T Service Bldg) | AHU-DX-Package-LT5T | HVC | N/A | XSD | DECOMMISSIONED | 2 | 2019-03-21
DSAIAUA001 | K6-0793 | A/C Unit, A/C-1 (K6-0793 C/T Service Bldg) | AHU-DX-Package-LT5T | HVC | PM | FOS | OPERATING | 3 | 2024-03-14
DSARWIM001 | K6-0793 | Ice Machine, Cube, Ice O-Matic, S/N D6091280011720 | Refrigeration-Ice Machine-Cube | HVC | PM | FOS | OPERATING | 3 | 2024-03-13
DU200001 | J6-1808 | LIGHTNING PROTECTION | Lightning Prot | ELV | N/A | NIC | NOT_IN_CONTRACT | 4 | 2010-10-11
DU601002 | J6-1808 | 1/2 TON HOIST, SLF, TV Tower 1, SE, J6-1808 | Hoist | MEC | N/A | NIC | NOT_IN_CONTRACT | 4 | 2012-08-27
DUE01001 | J6-1808 | XFMR 1 15KVA 2400/240V S#76D1045701 DOWZ | Transformers-Oil-MV | EHV | N/A | XSD | DECOMMISSIONED | 3 | 2019-11-12
DUE01002 | J6-2313 | XFMR 2 15KVA 2400/240V S#76D1045704 DOWZ | Transformers-Oil-MV | EHV | N/A | XSD | DECOMMISSIONED | 4 | 2020-12-09
DV200001 | J5-0677 | LIGHTNING PROTECTION | Lightning Prot | ELV | PM/AS | FOS | OPERATING | 4 | 2010-08-31
DV201001 | J5-0677 | LIGHTNING PROTECTION 1 ROD | Lightning Prot | ELV | PM/AS | FOS | OPERATING | 4 | 2010-08-31
DVE01001 | J5-0677A | XFMR 1 15KVA 2400/240V S#76D1045703 DOWZ | Transformers-Oil-MV | EHV | PT | FOS | OPERATING | 4 | 2024-01-11
DVE01002 | J5-0677A | XFMR 2 15KVA 2400/240V S#76D1045705 DOWZ | Transformers-Oil-MV | EHV | PT | FOS | OPERATING | 4 | 2024-01-11
DZ200001 | J5-0132 | LIGHTNING PROTECTION | Lightning Prot | ELV | PM | FOS | OPERATING | 4 | 2021-02-19
DZ201003 | J5-1243 | LIGHTNING PROTECTION | Lightning-Grounding | ELV | PM | FOS | OPERATING | 4 | 2023-03-24
DZ2ELITE | J5-0341 | LIGHTS, EMERGENCY & EXIT, J5-0341 | Emer-Exit Lights Self Testing | ELV | PM | FOS | OPERATING | 4 | 2018-01-26
DZ501002 | J5-0341 | ROOF ASCENT WIND PROFILER, SINGLE-PLY, 1100 SF | Roof-Single Ply | STR | PM | FOS | OPERATING | 3 | 2023-10-04
DZAIAUA001 | J5-0341 | A/C UNIT, WALL MOUNTED | AHU-DX-Package-LT5T | HVC | PM | FOS | OPERATING | 3 | 2024-04-24
DZAIAUA002 | J5-0341 | A/C UNIT, WALL MOUNTED | AHU-DX-Package-LT5T | HVC | N/A | XSD | DECOMMISSIONED | 2 | 2019-11-21
DZAIAUA002-R1 | J5-0341 | A/C UNIT, WALL MOUNTED | AHU-DX-Package-LT5T | HVC | PM | FOS | OPERATING | 3 | 2024-05-01
DZAIAUA003 | J5-0341 | A/C UNIT, WALL MOUNTED | AHU-DX-Package-LT5T | HVC | N/A | XSD | DECOMMISSIONED | 2 | 2019-10-01
DZAIAUA003-R1 | J5-0341 | A/C UNIT, WALL MOUNTED | AHU-DX-Package-LT5T | HVC | PM | FOS | OPERATING | 5 | 2024-05-01
DZE11001 | J5-0341 | SS 1121 112.5KVA 4160V-208/120V FR-3 OIL PDMT COOPER | Transformers-Oil-MV | EHV | PM/PT | FOS | OPERATING | 4 | 2023-03-16
DZFFAAS001 | J5-0341 | VESDA AIR SAMPLING SMOKE DETECTION, FOCUS UNIT | ASSD | PSY | PM | FOS | OPERATING | 5 | 2023-09-26
DZFFART001 | J5-0341 | CENTRAL RADIO MONITORING SYSTEM (CRMS) TRANSCEIVER | CRMS | PSY | PM | FOS | OPERATING | 5 | 2023-09-27
DZFSCCA001 | J5-0341 | Aerosol Fire Suppression | Aerosol | PSY | PM | FOS | OPERATING | 3 | 2023-11-13
DZFSCCP001 | J5-0341 | FACP, SIMPLEX 4001ES, Aerosol Releasing Panel w/ SHUNT TRIP | FACP | PSY | PM | FOS | OPERATING | 5 | 2023-09-26
E-00000033 | L6-0247 | Vacuum System, Central (North) | Vacuum Producer | HVC | PM | FOS | OPERATING | 3 | 2023-11-25
E-00000034 | L6-0247 | Vacuum System, Central (South) | Vacuum Producer-High Use | HVC | PM | FOS | OPERATING | 4 | 2024-05-03
E-00000043 | L6-0147 | Chiller CH-1 Carrier, Centrifugal (East) | Chiller-GT300T | HVC | N/A | XSD | DECOMMISSIONED | 2 | 2019-08-13
E-00000044 | L6-0147 | Chiller CH-2, Carrier, Centrifugal (Center) | Chiller-GT300T | HVC | N/A | XSD | DECOMMISSIONED | 2 | 2018-02-19
E-00000045 | L6-0147 | Chiller CH-3, Carrier, Centrifugal (West) | Chiller-GT300T | HVC | N/A | XSD | DECOMMISSIONED | 2 | 2018-02-19
E-00000063 | L6-0247 | Pump, Heat 6, Mfg | AHU-DX-Package-5T_30T | HVC | PM/TS | NOS | DECOMMISSIONED | 1 | 2014-03-13
E-00000076 | L6-0247 | Humidifier, Steam, Carnes, TPS Spray Cells | Humidifier | HVC | PM | FOS | OPERATING | 2 | 2023-11-03
E-00000077 | L6-0247 | Humidifier, Steam, Carnes, TPS Spray Cells | Humidifier | HVC | PM | FOS | OPERATING | 2 | 2023-11-03
E-00000078 | L6-0247 | Humidifier, Steam, Carnes, TPS Spray Cells | Humidifier | HVC | PM | FOS | OPERATING | 2 | 2023-11-03
E-00000079 | L6-0247 | Humidifier, Steam, Carnes, TPS Spray Cells | Humidifier | HVC | PM | FOS | OPERATING | 3 | 2023-11-03
E-00000130 | L6-0297 | Air Handler Unit MPSF-P1, Serves Room 121 MPSF Cable Stor. (Process) | AHU-CHW-5T_30T | HVC | N/A | XSD | DECOMMISSIONED | 5 | 2020-10-07
E-00000131 | L6-0247 | Slide Gate with Operator (West) | Gates-Motorized | MEC | PM | FOS | OPERATING | 4 | 2023-12-15
E-00000133 | L6-0247 | Pumps & Motors | Pump-Pad Mount-(CHW/CW)-GT10HP | HVC | PM | FOS | OPERATING | 3 | 2024-05-01
E-00000140 | L6-0147 | Pumps & Motors | Pump-Pad Mount-(CHW/CW)-GT10HP | HVC | N/A | XSD | DECOMMISSIONED | 3 | 2018-11-19
E-00000141 | L6-0147 | Pumps & Motors | Pump-Pad Mount-(CHW/CW)-GT10HP | HVC | N/A | XSD | DECOMMISSIONED | 3 | 2018-11-19
E-00000142 | L6-0147 | Pumps & Motors | Pump-Pad Mount-(CHW/CW)-GT10HP | HVC | N/A | XSD | DECOMMISSIONED | 3 | 2018-11-19
E-00000143 | L6-0147 | Pumps & Motors | Pump-Pad Mount-(CHW/CW)-GT10HP | HVC | PM | FOS | OPERATING | 2 | 2022-01-03
E-00000144 | L6-0147 | Pumps & Motors | Pump-Pad Mount-(CHW/CW)-GT10HP | HVC | PM | FOS | OPERATING | 2 | 2024-05-06
E-00000145 | L6-0147 | Pumps & Motors | Pump-Pad Mount-(CHW/CW)-GT10HP | HVC | PM | FOS | OPERATING | 2 | 2022-01-03
E-00000146 | L6-0147 | Pumps & Motors | Pump-Pad Mount-(CHW/CW)-GT10HP | HVC | PM | FOS | OPERATING | 2 | 2022-01-03
E-00000199 | L6-0147 | Fan Coil Unit 20 | AHU-CHW-FCU-Special | HVC | PM | FOS | OPERATING | 3 | 2024-03-19
E-00000200 | L6-0146 | Fan Coil Unit FCU-1 | AHU-CHW-FCU-Special | HVC | PM | FOS | OPERATING | 3 | 2024-03-09
E-00000202 | L6-0146 | Fan Coil Unit 3 | AHU-CHW-FCU-Special | HVC | PM | FOS | OPERATING | 3 | 2024-03-09
E-00000203 | L6-0146 | Fan Coil Unit FCU-4 | AHU-CHW-FCU-Special | HVC | PM | FOS | OPERATING | 3 | 2024-03-13
E-00000204 | L6-0146 | Fan Coil Unit FCU-5 | AHU-CHW-FCU-Special | HVC | PM | FOS | OPERATING | 3 | 2024-03-12
E-00000205 | L6-0146 | Fan Coil Unit 6 | AHU-CHW-FCU-Special | HVC | PM | FOS | OPERATING | 2 | 2022-01-03
E-00000206 | L6-0146 | Fan Coil Unit 7 | AHU-CHW-FCU-Special | HVC | N/A | XSD | DECOMMISSIONED | 2 | 2018-01-25
E-00000207 | L6-0146 | Fan Coil Unit 8 | AHU-CHW-FCU-Special | HVC | N/A | XSD | DECOMMISSIONED | 2 | 2018-01-25
E-00000209 | L6-0247 | Fan Coil Unit 2 (South) | AHU-CHW-FCU-Special | HVC | PM | FOS | OPERATING | 2 | 2019-12-19
E-00000216 | L6-0247 | Fan Coil Unit 10 (South) | AHU-CHW-FCU-Special | HVC | N/A | XSD | DECOMMISSIONED | 2 | 2020-01-13
E-00000218 | L6-0247 | Fan Coil Unit FCU-14, Room 206 | AHU-CHW-FCU-Special | HVC | PM | FOS | OPERATING | 3 | 2024-03-22
E-00000219 | L6-0247 | Fan Coil Unit FCU-15, Room 206 | AHU-CHW-FCU-Special | HVC | PM | FOS | OPERATING | 3 | 2024-03-21
E-00000237 | L6-0247 | Compressor, Air Reciprocating | Compressors-Air-Reciprocating | HVC | N/A | XSD | DECOMMISSIONED | 4 | 2021-03-26
E-00000238 | L6-0247 | Compressor, Air Reciprocating | Compressors-Air-Reciprocating | HVC | N/A | XSD | DECOMMISSIONED | 2 | 2019-02-14
E-00000240 | M7-0657 | Pumps, Hot / Chilled / Condensor (PRF) | Pump-Pad Mount-(CHW/CW)-GT10HP | HVC | N/A | XSD | DECOMMISSIONED | 3 | 2012-03-07
E-00000243 | L6-0247 | Facility Grounding System (BFF) | Grounding-Ord | ELV | PM | FOS | OPERATING | 4 | 2023-12-19
E-00000252 | L6-0247 | Lightning Protection, Manufacturing Bldg., (North), Ordnance | Lightning Prot-ORD | ELV | PM | FOS | OPERATING | 3 | 2021-01-15
E-00000253 | M7-0657 | Roofing System (PRF) (Process) | Roof-BUR | STR | N/A | XSD | DECOMMISSIONED | 4 | 2011-11-07
E-00000260 | L6-0147 | Air Compressor, Emergency (Scott) | Compressors-Air-Reciprocating | HVC | PM/TS | NOS | DECOMMISSIONED | 2 | 2023-04-07
E-00000267 | L6-0147 | Backflow Preventer (Chiller) | BFP | WWS | PM | FOS | OPERATING | 3 | 2023-09-13
E-00000268 | L6-0146 | Backflow Preventer (E&A) | BFP | WWS | PM | FOS | OPERATING | 3 | 2023-09-13
E-00000269 | L6-0247 | Backflow Preventer (Mfg South) | BFP | WWS | PM | FOS | OPERATING | 4 | 2023-09-23
E-00000271 | L6-0247 | Backflow Preventer (Mfg) South East | BFP | WWS | PM/TS | NAB | ABANDONED | 3 | 2022-09-09
E-00000273 | L6-0247 | BFP, 1" WATTS 909 S/N 443733 | BFP | WWS | PM | FOS | OPERATING | 3 | 2023-09-23
E-00000274 | L6-0247 | BFP, 3/4", WATTS 909 S/N 110495 | BFP | WWS | PM | FOS | OPERATING | 4 | 2023-09-23
E-00000275 | L6-0247 | Door, Overhead Coiling (M117B) North | Doors-Roll Up-Elec-BFF | MEC | PM | FOS | OPERATING | 4 | 2023-12-10
E-00000276 | L6-0247 | Door, Overhead Coiling (M105B) North | Doors-Roll Up-Elec-BFF | MEC | PM | FOS | OPERATING | 4 | 2023-12-14
E-00000287 | L6-0248 | Door, Overhead Coiling Room 1004 (Formally S-108 Service) | Doors-Roll Up-Elec-BFF | MEC | PM | FOS | OPERATING | 4 | 2023-11-30
E-00000288 | L6-0248 | Door, Overhead Coiling (Service) S-109 | Doors-Roll Up-Elec-BFF | MEC | PM | FOS | OPERATING | 4 | 2023-12-06
E-00000289 | L6-0248 | Door, Overhead Coiling (Service) S-110 | Doors-Roll Up-Elec-BFF | MEC | PM | FOS | OPERATING | 4 | 2023-12-02
E-00000290 | L6-0248 | Door, Overhead Coiling (S101A) (Service) S-101 | Doors-Roll Up-Elec-BFF | MEC | PM | FOS | OPERATING | 4 | 2023-12-20
E-00000291 | L6-0248 | Door, Overhead Coiling (S106A) (Service) S-106 Waste Staging | Doors-Roll Up-Elec-BFF | MEC | PM | FOS | OPERATING | 4 | 2023-11-30
E-00000292 | L6-0248 | Door, Overhead Coiling (S103A) (Service) S-103 Vehicle Servicing | Doors-Roll Up-Elec-BFF | MEC | PM | FOS | OPERATING | 4 | 2023-12-06
E-00000293 | L6-0248 | Door, Overhead Coiling (S103C) (Service) S-103 Vehicle Servicing | Doors-Roll Up-Elec-BFF | MEC | PM | FOS | OPERATING | 4 | 2023-12-03
E-00000294 | L6-0147 | Door, Overhead Coiling (C106A) (Chiller) Pump Room | Doors-Roll Up-Elec-BFF | MEC | PM | FOS | OPERATING | 4 | 2023-12-16
E-00000297 | L6-0249 | Door, Overhead Coiling (Service) South Bay 1 (G-101) | Doors-Roll Up-Elec-BFF | MEC | PM | FOS | OPERATING | 4 | 2023-12-06
E-00000298 | L6-0249 | Door, Overhead Coiling (Service) South Bay 2 (G-102) | Doors-Roll Up-Elec-BFF | MEC | PM | FOS | OPERATING | 4 | 2023-12-06
E-00000299 | L6-0249 | Door, Overhead Coiling (Service) South Bay 3 (G-102) | Doors-Roll Up-Elec-BFF | MEC | PM | FOS | OPERATING | 4 | 2023-12-08
E-00000300 | L6-0249 | Door, Overhead Coiling (Service) South Bay 4 (G-102) | Doors-Roll Up-Elec-BFF | MEC | PM | FOS | OPERATING | 4 | 2023-12-09
E-00000301 | L6-0249 | Door, Overhead Coiling (Service) South Bay 5 (G-102) | Doors-Roll Up-Elec-BFF | MEC | PM | FOS | OPERATING | 4 | 2023-12-09
E-00000302 | L6-0297 | Door, Overhead Coiling (118A) (MPSF) | Doors-Roll Up-Elec-BFF | MEC | PM | FOS | OPERATING | 4 | 2023-12-10
E-00000303 | L6-0297 | Door, Overhead Coiling (118B) | Doors-Roll Up-Elec-BFF | MEC | PM | FOS | OPERATING | 4 | 2023-12-17
E-00000304 | L6-0297 | Door, Overhead Coiling (MPSF) 114 Pallet Room | Doors-Roll Up-Elec-BFF | MEC | PM | FOS | OPERATING | 4 | 2023-12-21
E-00000306 | L6-0297 | Door, Overhead Coiling (MPSF) 109 Receiving | Doors-Roll Up-Elec-BFF | MEC | PM | FOS | OPERATING | 4 | 2023-12-14
E-00000307 | L6-0297 | Door, Overhead Coiling (MPSF) 109 Receiving | Doors-Roll Up-Elec-BFF | MEC | PM | FOS | OPERATING | 4 | 2023-12-14
E-00000308 | L6-0297 | Door, Overhead Coiling (SSB-A) (MPSF) (West) | Doors-Roll Up-Elec-BFF | MEC | PM | FOS | OPERATING | 4 | 2023-12-17
E-00000309 | L6-0297 | Door, Overhead Coiling (MPSF) (East) | Doors-Roll Up-Elec-BFF | MEC | PM | FOS | OPERATING | 4 | 2023-12-16
E-00000312 | L6-0147 | Door, Overhead Coiling (C107A, North) | Doors-Roll Up-Elec-BFF | MEC | PM | FOS | OPERATING | 4 | 2023-12-15
E-00000313 | L6-0147 | Door, Overhead Coiling (C107B, South) | Doors-Roll Up-Elec-BFF | MEC | PM | FOS | OPERATING | 4 | 2023-12-15
E-00000314 | L6-0297 | Door, Overhead Coiling (121) (MPSF) | Doors-Roll Up-Elec-BFF | MEC | PM | FOS | OPERATING | 4 | 2023-12-17
E-00000346 | L6-0147 | Building Automation System | Controls-BAS | HVC | RTF | FOS | OPERATING | 3 | 2022-01-24
E-00000362 | L6-0247 | Filter Boxes (South) Serves M-138 TPS | Filters-HVC | HVC | PM | FOS | OPERATING | 3 | 2024-04-01
E-00000363 | L6-0247 | Filter Boxes (South) Serves M-142 TPS | Filters-HVC | HVC | PM | FOS | OPERATING | 3 | 2024-04-01
E-00000364 | L6-0247 | Filter Boxes (South) Serves M-219 Cal Lab | Filters-HVC | HVC | PM | FOS | OPERATING | 3 | 2024-04-01
E-00000365 | L6-0247 | Filter Boxes (North) Serves M-118 TBE | Filters-HVC | HVC | PM | FOS | OPERATING | 3 | 2024-03-05
E-00000366 | L6-0247 | Filter Boxes (North) Serves M-126 TVC | Filters-HVC | HVC | PM | FOS | OPERATING | 3 | 2024-03-07
E-00000367 | L6-0247 | Filter Boxes (North) Serves M-109A TVC | Filters-HVC | HVC | PM | FOS | OPERATING | 3 | 2024-03-06
E-00000368 | L6-0247 | Filter Boxes (North) Serves M-116 TBE | Filters-HVC | HVC | PM | FOS | OPERATING | 3 | 2024-03-08
E-00000369 | L6-0247 | Filter Boxes (North) Serves M-120 TVC | Filters-HVC | HVC | PM | FOS | OPERATING | 3 | 2024-03-05
E-00000370 | L6-0247 | Filter Boxes (North) Serves M-127 TVC | Filters-HVC | HVC | PM | FOS | OPERATING | 3 | 2024-04-29
E-00000371 | L6-0247 | Filter Boxes (North) Serves M-110 TVC | Filters-HVC | HVC | PM | FOS | OPERATING | 3 | 2024-04-29
E-00000372 | L6-0247 | Filter Boxes (North) Serves M-128 TVC | Filters-HVC | HVC | PM | FOS | OPERATING | 3 | 2024-04-29
E-00000373 | L6-0247 | Filter Boxes (South) Serves M-132 North Spray Cell | Filters-HVC | HVC | PM | FOS | OPERATING | 3 | 2024-04-12
E-00000374 | L6-0247 | Filter Boxes (South) Serves M-145 South Spray Cell | Filters-HVC | HVC | N/A | NOS | DECOMMISSIONED | 4 | 2013-04-15
E-00000375 | L6-0247 | Filter Boxes (South) Serves M-139 Mix Room | Filters-HVC | HVC | PM | FOS | OPERATING | 3 | 2024-03-29
E-00000376 | L6-0247 | Filter Boxes (South) Serves M-133 Top Coat | Filters-HVC | HVC | PM | FOS | OPERATING | 3 | 2024-04-02
E-00000410 | L6-0146 | Ice Machine, E&A | Refrigeration-Ice Machine-Cube | HVC | N/A | XSD | DECOMMISSIONED | 1 | 2019-08-20
E-00000559 | L6-0297 | Fan Coil Unit 3, Belt Drive (MPSF West) | AHU-CHW-FCU-Special | HVC | PM | FOS | OPERATING | 3 | 2024-04-26
E-00000560 | L6-0297 | Fan Coil Unit 4, Belt Drive (MPSF West) | AHU-CHW-FCU-Special | HVC | N/A | XSD | DECOMMISSIONED | 1 | 2017-09-25
E-00000562 | L6-0297 | Fan Coil Unit FCU-6, Conference Room | AHU-CHW-FCU-Special | HVC | PM | FOS | OPERATING | 1 | 2020-12-29
E-00000563 | L6-0297 | Fan Coil Unit FCU-7, Break Room | AHU-CHW-FCU-Special | HVC | PM | FOS | OPERATING | 1 | 2021-01-03
E-00000564 | L6-0297 | Fan Coil Unit 8, Belt Drive (MPSF West) | AHU-CHW-FCU-Special | HVC | PM | FOS | OPERATING | 2 | 2018-06-27
E-00000565 | L6-0297 | Fan Coil Unit 9, Belt Drive (MPSF West) | AHU-CHW-FCU-Special | HVC | N/A | XSD | DECOMMISSIONED | 1 | 2019-07-23
E-00000566 | L6-0297 | Fan Coil Unit 10, Belt Drive (MPSF West) | AHU-CHW-FCU-Special | HVC | PM | FOS | OPERATING | 2 | 2018-06-27
E-00000567 | L6-0297 | Fan Coil Unit 11, Belt Drive (MPSF West) | AHU-CHW-FCU-Special | HVC | N/A | XSD | DECOMMISSIONED | 4 | 2018-01-15
E-00000568 | L6-0297 | Fan Coil Unit FCU-12, HW Only, Storage | AHU-CHW-FCU-Special | HVC | PM | FOS | OPERATING | 3 | 2024-04-30
E-00000569 | L6-0297 | Fan Coil Unit FCU-13, Shipping and Receiving | AHU-CHW-FCU-Special | HVC | PM | FOS | OPERATING | 3 | 2024-04-17
E-00000570 | L6-0297 | Fan Coil Unit FCU-14, Shipping and Receiving | AHU-CHW-FCU-Special | HVC | PM | FOS | OPERATING | 3 | 2024-04-17
E-00000591 | L6-0297 | Inline Blowers | Fan-Supply-LT100HP | HVC | PM | FOS | OPERATING | 3 | 2024-03-14
E-00000594 | L6-0297 | Inline Blowers | Fan-Supply-LT100HP | HVC | N/A | XSD | DECOMMISSIONED | 1 | 2018-04-20
E-00000596 | L6-0297 | Exhaust Fan EF-4, MPSF Receiving | Fan-Exhaust-LT100HP-LS | HVC | PM | FOS | OPERATING | 3 | 2024-04-17
E-00000626 | L6-0147 | Dryer, Hankinson Air, DH-2100 (Chiller) | Desiccant-Air Dryer-With Sampling | HVC | PM | FOS | OPERATING | 3 | 2024-01-31
E-00000641 | L6-0247 | Air Handler Unit 28, Non-Critical, Mfg North Serves M-206 | AHU-CHW-5T_30T | HVC | PM | FOS | OPERATING | 3 | 2024-01-17
E-00000642 | L6-0247 | Air Handler Unit 29, Non-Critical, Mfg North Serves M-124 | AHU-CHW-5T_30T | HVC | PM | FOS | OPERATING | 2 | 2021-06-21
E-00000643 | L6-0247 | Air Handler Unit 31, Non-Critical, Mfg North Serves M-121 Break Room | AHU-CHW-5T_30T | HVC | PM | FOS | OPERATING | 2 | 2017-09-19
E-00000644 | L6-0247 | Air Handler Unit 34, Non-Critical, Mfg North M-M06 Electrical | AHU-CHW-5T_30T | HVC | PM | FOS | OPERATING | 3 | 2024-03-13
E-00000645 | L6-0247 | Air Handler Unit 35, Non-Critical, Mfg North Pharmacy Roof | AHU-CHW-5T_30T | HVC | PM | FOS | OPERATING | 2 | 2024-01-19
E-00000686 | L6-0247 | Exhaust Fan EF-21, Final Clean | Fan-Exhaust-LT100HP-LS | HVC | N/A | XSD | DECOMMISSIONED | 1 | 2019-07-25
E-00000687 | L6-0247 | Exhaust Fan EF-13, Mechanical Equipment Room | Fan-Exhaust-LT100HP-LS | HVC | PM/TS | NOS | DECOMMISSIONED | 2 | 2020-12-29
E-00000698 | L6-0248 | Exhaust Fan EF-23, POL/Drum Storage | Fan-Exhaust-LT100HP-LS | HVC | PM | FOS | OPERATING | 2 | 2024-03-19
E-00000700 | L6-0247 | Ventilation & Exhaust Fan, Util-A-Set, South Serves M-140 | Fan-Exhaust-LT100HP-LS | HVC | PM/TS | NOS | DECOMMISSIONED | 2 | 2022-04-29
E-00000702 | L6-0247 | Exhaust Fan EF-9, North Cure Oven | Fan-Exhaust-LT100HP-LS | HVC | PM/TS | NOS | DECOMMISSIONED | 1 | 2021-06-21
E-00000703 | L6-0247 | Exhaust Fan EF-10, North Cure Oven | Fan-Exhaust-LT100HP-LS | HVC | PM/TS | NOS | DECOMMISSIONED | 2 | 2022-03-21
E-00000704 | L6-0247 | Exhaust Fan EF-11, South Cure Oven | Fan-Exhaust-LT100HP-LS | HVC | PM/TS | NOS | DECOMMISSIONED | 2 | 2020-12-29
E-00000705 | L6-0247 | Exhaust Fan EF-12, South Cure Oven | Fan-Exhaust-LT100HP-LS | HVC | PM/TS | NOS | DECOMMISSIONED | 4 | 2022-09-13
E-00000709 | L6-0247 | Exhaust Fan EF-27, Pre Clean | Fan-Exhaust-LT100HP-LS | HVC | PM/TS | NOS | DECOMMISSIONED | 2 | 2022-04-03
E-00000711 | L6-0247 | Exhaust Fan EF-29, Final Clean | Fan-Exhaust-LT100HP-LS | HVC | PM/TS | NOS | DECOMMISSIONED | 2 | 2020-12-29
E-00000712 | L6-0247 | Exhaust Fan EF-30, TVC CAT | Fan-Exhaust-LT100HP-LS | HVC | PM/TS | NOS | DECOMMISSIONED | 3 | 2022-02-04
E-00000713 | L6-0247 | Exhaust Fan EF-31, TVC Sub-Assembly | Fan-Exhaust-LT100HP-LS | HVC | PM/TS | NOS | DECOMMISSIONED | 2 | 2020-12-29
E-00000714 | L6-0247 | Exhaust Fan EF-32, Tube/Hose Assembly | Fan-Exhaust-LT100HP-LS | HVC | PM/TS | NOS | DECOMMISSIONED | 2 | 2020-12-29
E-00000715 | L6-0247 | Exhaust Fan EF-33, Ordnance | Fan-Exhaust-LT100HP-LS | HVC | PM/TS | NOS | DECOMMISSIONED | 3 | 2022-03-31
E-00000717 | L6-0247 | Exhaust Fan EF-43, BSM Cell | Fan-Exhaust-LT100HP-LS | HVC | PM/TS | NOS | DECOMMISSIONED | 2 | 2021-06-21
E-00000735 | L6-0247 | Exhaust Fan, Serves Pharmacy Fume Hood | Fan-Exhaust-LT100HP-LS | HVC | PM | FOS | OPERATING | 2 | 2019-12-19
E-00000736 | L6-0247 | Exhaust Fan, Pharmacy Serves Flammable Liquid Cabinet | Fan-Exhaust-LT100HP-LS | HVC | PM | FOS | OPERATING | 3 | 2024-05-13
E-00000737 | L6-0247 | Exhaust Fan, Pharmacy Serves Corrosive Liquid Cabinet | Fan-Exhaust-LT100HP-LS | HVC | PM | FOS | OPERATING | 3 | 2024-01-06
E-00000738 | L6-0247 | Exhaust Fan, Pharmacy Serves Exhaust Hood Outside | Fan-Exhaust-LT100HP-LS | HVC | PM | FOS | OPERATING | 2 | 2019-12-19
E-00000749 | L6-0247 | Exhaust Fan, Cable Shop | Fan-Exhaust-LT100HP-LS | HVC | PM | FOS | OPERATING | 3 | 2024-01-04
E-00000750 | L6-0247 | Dust Collector, Torit (BFF TPS) | Dust Collector | HVC | PM/TS | NOS | OPERATING | 4 | 2013-10-24
E-00000757 | M7-0657 | Emergency Eyewash / Safety Showers (PRF West) (Process) | Shwr-Eyewash | WWS | N/A | XSD | DECOMMISSIONED | 4 | 2011-11-29
E-00000761 | M7-0656 | Emergency & Exit Lights, PRF | Emer Lights | ELV | N/A | XSD | DECOMMISSIONED | 4 | 2015-03-20
E-00000788 | L7-0251 | UPS-71, 9315-80, 52KW/65KVA, 480VAC Out, BFF, ASTF [FIC0645] | UPS-Self Contained | ELV | PM | FOS | OPERATING | 4 | 2024-04-18
E-00000789 | L6-0247 | Humidifier, Steam, Carnes, Ordnance Room | Humidifier | HVC | N/A | XSD | DECOMMISSIONED | 2 | 2021-07-28
E-00000790 | L6-0247 | Humidifier, Steam, Carnes, Ordnance Room | Humidifier | HVC | N/A | XSD | DECOMMISSIONED | 3 | 2022-09-02
E-00000791 | L6-0247 | Humidifier, Steam, Carnes, Ordnance Room | Humidifier | HVC | N/A | XSD | DECOMMISSIONED | 1 | 2022-09-02
E-000022465 | L6-0247 | Air Handler Unit 1, Ventrol Serves M-134 E&I Lab (Process) | AHU-CHW-5T_30T | HVC | PM/TS | NOS | DECOMMISSIONED | 3 | 2022-01-06
E-000022466 | L6-0247 | Air Handler Unit 2, Ventrol Serves M-144/M-144A (Process) | AHU-CHW-5T_30T | HVC | PM/TS | NOS | DECOMMISSIONED | 2 | 2022-03-17
E-000022467 | L6-0247 | Air Handler Unit 3, AHU-3, Ventrol Serves M-M08 ABACS (Process) | AHU-CHW-5T_30T | HVC | PM/TS | NOS | DECOMMISSIONED | 3 | 2022-01-07
E-000022469 | L6-0247 | Air Handler Unit 32, Ventrol Serves M-115 Ord Room (Process) | AHU-CHW-5T_30T | HVC | PM/TS | NOS | DECOMMISSIONED | 2 | 2020-12-29
E-000022470 | L6-0247 | Air Handler Unit 33, Ventrol Serves M-115A BSM Cell (Process) | AHU-CHW-5T_30T | HVC | PM/TS | NOS | DECOMMISSIONED | 2 | 2021-06-21
E-000022471 | L6-0247 | Air Handler Unit 5, Ventrol Serves M-134 & M-M08 (Process) | AHU-CHW-5T_30T | HVC | PM/TS | NOS | DECOMMISSIONED | 3 | 2021-12-23
E-000022472 | L6-0146 | Air Handler Unit 1, Non-Critical, Ventrol, Serves 1st floor West | AHU-CHW-5T_30T | HVC | PM/TS | NOS | DECOMMISSIONED | 3 | 2021-05-17
E-000022473 | L6-0146 | Air Handler Unit 2, Non-Critical, Ventrol, Serves 1st floor East | AHU-CHW-5T_30T | HVC | PM/TS | NOS | DECOMMISSIONED | 4 | 2021-05-18
E-000022474 | L6-0146 | Air Handler Unit 3, Non-Critical, Ventrol, Serves 2nd floor West | AHU-CHW-5T_30T | HVC | PM/TS | NOS | DECOMMISSIONED | 3 | 2021-05-14
E-000022475 | L6-0146 | Air Handler Unit 4, Non-Critical, Ventrol, Serves 2nd floor East | AHU-CHW-5T_30T | HVC | PM/TS | NOS | DECOMMISSIONED | 4 | 2021-05-18
E-000022477 | L6-0247 | Air Handler Unit 4, Non-Critical, Ventrol Mfg South Serves M-M11 | AHU-CHW-5T_30T | HVC | PM/TS | NOS | DECOMMISSIONED | 2 | 2022-01-03
E-000022478 | L6-0247 | Air Handler Unit 6, Ventrol Serves M-144/M-144A (Process) | AHU-CHW-5T_30T | HVC | PM/TS | NOS | DECOMMISSIONED | 2 | 2022-01-27
E-00002954 | L6-0147 | Air Compressor, Atlas Copco | Compressors-Air-Screw | HVC | PM/TS | NOS | DECOMMISSIONED | 3 | 2022-10-28
E-00002955 | L6-0147 | Air Compressor, Atlas Copco | Compressors-Air-Screw | HVC | PM/TS | NOS | DECOMMISSIONED | 4 | 2022-06-22
E-00002958 | L6-0147 | Fuel Tank and Piping, with 10,000 Gallon Heating Oil Tank (BFF) | Tanks-Fuel | MEC | PM | FOS | OPERATING | 4 | 2024-04-28
E-00007892 | L7-0251 | Roofing System, ASTF (Process) | Roof-BUR | STR | PM | FOS | OPERATING | 3 | 2024-02-08
E-00007947 | L6-0247 | UPS-73, 9315-80, 52KW/65KVA, 208VAC Out, BFF, MFG Area By Elevator [FIC0649] | UPS-Self Contained | ELV | PM | FOS | OPERATING | 3 | 2024-04-26
E-00007961 | L6-0247 | Heat Pump 1, Trane, Orbiter Actuator Room (BFF) | AHU-DX-Package-5T_30T | HVC | PM | FOS | OPERATING | 2 | 2024-02-21
E-00008226 | L6-0247 | Inline Blower EF-1 (BFF) | Fan-Supply-LT100HP | HVC | PM | FOS | OPERATING | 3 | 2024-05-09
E-00008227 | L6-0247 | Inline Blower SF-1 (BFF) | Fan-Supply-LT100HP | HVC | PM | FOS | OPERATING | 3 | 2024-05-09
E-00008242 | K6-0900 | Distributed Input / Output [DIO-0012-1] | Controls-PLC | ELV | RTF | FOS | OPERATING | 4 | 2012-11-13
E-00008284 | J8-1708 | Field Interface Controller, Utility, PTCR [FIC0052] | Battery-Controls | ELV | N/A | NIC | NOT_IN_CONTRACT | 4 | 2012-10-25
E-00008286 | J8-1708 | Field Interface Controller, Utility, PTCR [FIC0054] | Battery-Controls | ELV | N/A | NIC | NOT_IN_CONTRACT | 4 | 2012-10-25
E-00009099 | L6-0247 | Roofing System Manufacturing (BFF) (Process) | Roof-BUR | STR | PM | FOS | OPERATING | 4 | 2024-02-05
E-00009100 | L6-0146 | Roofing System E & A (BFF) | Roof-BUR | STR | PM | FOS | OPERATING | 5 | 2024-01-31
E-00009101 | L6-0147 | Lightning Protection System (Chiller) Non-Ordnance | Lightning Prot | ELV | PM | FOS | OPERATING | 4 | 2023-10-27
E-00009102 | L6-0248 | Lightning Protection System (Service) Non-Ordnance | Lightning Prot | ELV | PM | FOS | OPERATING | 2 | 2024-01-26
E-00023493 | L6-0146 | Air Handler Unit 5, Non-Critical, Ventrol, Serves 1st floor West | AHU-CHW-5T_30T | HVC | PM/TS | NOS | DECOMMISSIONED | 3 | 2021-05-18
E-00300012 | L6-0247 | UPS-70, 9330-20, 10.5KW/15KVA, 208VAC Out, BFF, Assy Bay [FIC0643] | UPS-Self Contained | ELV | PM | FOS | OPERATING | 4 | 2024-03-29
E-00300144 | L6-0247 | Exhaust Fan EF-1, MSA North Cell | Fan-Exhaust-LT100HP-LS | HVC | PM | FOS | OPERATING | 3 | 2024-04-25
E-00300145 | L6-0247 | Exhaust Fan EF-2, MSA North Cell | Fan-Exhaust-LT100HP-LS | HVC | PM | FOS | OPERATING | 3 | 2024-04-10
E-00300159 | L6-0247 | Air Handler Unit 8, Ventrol Serves M-138 TPS (Process) | AHU-CHW-5T_30T | HVC | PM | FOS | OPERATING | 3 | 2024-04-11
E-00300160 | L6-0247 | Air Handler Unit 10, Ventrol Serves M-132 North Spray, TPS (Process) | AHU-CHW-5T_30T | HVC | PM | FOS | OPERATING | 3 | 2024-04-11
E-00300161 | L6-0247 | Air Handler Unit 11, Ventrol Serves M-139 Mix Room, TPS (Process) | AHU-CHW-5T_30T | HVC | PM | FOS | OPERATING | 3 | 2024-04-12
E-00300162 | L6-0247 | Air Handler Unit 12, Ventrol Serves M-145 South Spray, TPS (Process) | AHU-CHW-5T_30T | HVC | PM | FOS | OPERATING | 3 | 2023-07-17
E-00300163 | L6-0247 | Air Handler Unit 13, Ventrol Serves M-140 TPS & M-129B (Process) | AHU-CHW-5T_30T | HVC | PM | FOS | OPERATING | 3 | 2024-01-22
E-00300164 | L6-0247 | Air Handler Unit 14, Ventrol Serves M-133 Hypalon Cell (Process) | AHU-CHW-5T_30T | HVC | PM | FOS | OPERATING | 2 | 2024-05-10
E-00300165 | L6-0247 | Air Handler Unit 17, Ventrol Serves M-142 TPS (Process) | AHU-CHW-5T_30T | HVC | PM | FOS | OPERATING | 3 | 2024-01-23
E-00300184 | M7-0657 | Lightning Protection System (PRF) Non-Ordnance | Lightning Prot | ELV | N/A | XSD | DECOMMISSIONED | 2 | 2012-01-31
E-191632 | L6-0146 | UPS-74, 9315-80, 40KW/50KVA, 480VAC Out, BFF, E&A Bldg. [FIC0651] | UPS-Self Contained | ELV | PM | FOS | OPERATING | 4 | 2024-01-19
E-191633 | L6-0247 | UPS-72, 9315-80, 40KW/50KVA, 208VAC Out, BFF, Spray Area [FIC0647] | UPS-Self Contained | ELV | PM | FOS | OPERATING | 4 | 2023-11-10
E-191637 | L6-0295 | Lightning Protection System (HWSF) Non-Ordnance | Lightning Prot | ELV | PM | FOS | OPERATING | 4 | 2022-02-17
E-191638 | L6-0249 | Lightning Protection System (GSE) Non-Ordnance | Lightning Prot | ELV | PM | FOS | OPERATING | 4 | 2022-02-15
E-191641 | L6-0247 | Fan Coil Unit 8, Temtrol (South) | AHU-CHW-FCU-Special | HVC | PM | FOS | OPERATING | 3 | 2024-01-12
E-191642 | L6-0247 | Fan Coil Unit 5, Temtrol (South) | AHU-CHW-FCU-Special | HVC | PM | FOS | OPERATING | 3 | 2024-01-18
E-191643 | L6-0247 | Fan Coil Unit 11, Temtrol (South) | AHU-CHW-FCU-Special | HVC | PM | FOS | OPERATING | 3 | 2024-01-05
E-191644 | L6-0247 | Fan Coil Unit 16, Temtrol (South) | AHU-CHW-FCU-Special | HVC | PM | FOS | OPERATING | 3 | 2024-01-12
E-191647 | L6-0247 | Exhaust Fan, Loren Cook, Wall Mount Propeller, (Process) | Fan-Exhaust-LT100HP-LS | HVC | N/A | XSD | DECOMMISSIONED | 2 | 2017-08-17
E-191648 | M7-0657 | Air Compressor, Atlas Copco 7.5 HP (PRF) West | Compressors-Air-Screw | HVC | N/A | XSD | DECOMMISSIONED | 4 | 2012-04-18
E-191650 | L6-0247 | Exhaust Fan, Serves Engineering Lab, N Mfg Roof | Fan-Exhaust-LT100HP-LS | HVC | N/A | XSD | DECOMMISSIONED | 2 | 2020-12-29
E-191659 | L7-0251 | Pumps, Heat 5, ASTF | AHU-DX-Package-5T_30T | HVC | N/A | XSD | DECOMMISSIONED | 2 | 2017-05-15
E-191664 | L6-0247 | A/C Unit, Bard Package, Mfg North Exterior Wall | AHU-DX-Package-LT5T | HVC | N/A | XSD | DECOMMISSIONED | 3 | 2016-09-19
E-191665 | L6-0247 | A/C Unit, Bard Package, Mfg North Exterior Wall | AHU-DX-Package-LT5T | HVC | N/A | XSD | DECOMMISSIONED | 1 | 2016-10-24
E-191666 | L6-0247 | Exhaust Fan EF-8, Top Coat Cell | Fan-Exhaust-LT100HP-LS | HVC | N/A | XSD | DECOMMISSIONED | 3 | 2021-08-26
E-191667 | L6-0247 | Exhaust Fan EF-44, Top Coat Cell | Fan-Exhaust-LT100HP-LS | HVC | N/A | XSD | DECOMMISSIONED | 3 | 2021-09-01
E-191673 | M7-0657 | Air Compressor, Atlas Copco 7.5 HP (PRF) East | Compressors-Air-Screw | HVC | N/A | XSD | DECOMMISSIONED | 4 | 2012-04-17
E-191674 | L6-0248 | A/C Unit, (Trane) Service Bldg | AHU-DX-Package-5T_30T | HVC | PM | FOS | OPERATING | 2 | 2024-04-16
E-191679 | L6-0247 | Fan Coil Unit 17, Temtrol (South) | AHU-CHW-FCU-Special | HVC | PM | FOS | OPERATING | 3 | 2024-02-13
E-191682 | L7-0251 | Lightning Protection, ASTF, Ordnance | Lightning Prot | ELV | PMHL | FOS | OPERATING | 4 | 2012-08-02
E-191683 | L6-0147 | Boiler, Hot Water, 125 HP (West) (Process) | Boilers-HW | HVC | PM | FOS | OPERATING | 4 | 2024-02-28
E-191684 | L6-0147 | Boiler, Hot Water, 125 HP (East) (Process) | Boilers-HW | HVC | PM | FOS | OPERATING | 4 | 2024-02-16
E-191687 | L6-0147 | Pump, Hot Water, (Process) | Pump-Pad Mount-(HTHW/HW)-GT10HP | HVC | PM | FOS | OPERATING | 4 | 2024-02-28
E-191688 | L6-0147 | Pump, Hot Water, (Process) | Pump-Pad Mount-(HTHW/HW)-GT10HP | HVC | PM | FOS | OPERATING | 4 | 2024-02-15
E-191689 | L6-0147 | Pump, Hot Water, (Process) | Pump-Pad Mount-(HTHW/HW)-GT10HP | HVC | PM | FOS | OPERATING | 4 | 2024-02-21
E-191690 | L6-0147 | Pump, Hot Water, (Process) | Pump-Pad Mount-(HTHW/HW)-GT10HP | HVC | PM | FOS | OPERATING | 4 | 2024-02-16
E-191692 | L6-0146 | Air Handling Unit 6, Temtrol, Computer Room | AHU-CHW-Computer-5T_30T | HVC | PM | FOS | OPERATING | 3 | 2024-02-20
E-191693 | L6-0146 | Air Handling Unit 7, Temtrol, Computer Room | AHU-CHW-Computer-5T_30T | HVC | PM | FOS | OPERATING | 3 | 2024-02-15
E-191712 | L6-0147 | Fan Coil Unit 2, Temtrol (Chiller VFD Rm) | AHU-CHW-FCU-Special | HVC | PM | FOS | OPERATING | 3 | 2023-12-04
E-191713 | L6-0247 | Fan Coil Unit 1, Temtrol (South Exterior) | AHU-CHW-FCU-Special | HVC | PM | FOS | OPERATING | 3 | 2024-02-12
E-191714 | L6-0247 | Fan Coil Unit 6, Temtrol (South ) | AHU-CHW-FCU-Special | HVC | PM | FOS | OPERATING | 3 | 2024-02-08
E-191727 | L6-0147 | Fan Coil Unit, Temtrol (Chiller Office C-103) | AHU-CHW-FCU-Special | HVC | PM | FOS | OPERATING | 3 | 2024-02-27
E-191728 | L6-0247 | Fan Coil Unit 4, Temtrol (South) | AHU-CHW-FCU-Special | HVC | PM | FOS | OPERATING | 3 | 2024-02-16
E-191729 | L6-0247 | Air Handler Unit MAU-1, Temtrol Serves North MFG Outside Air(Process) | AHU-CHW-5T_30T | HVC | PM/TS | NOS | DECOMMISSIONED | 2 | 2019-12-19
E-191730 | L6-0147 | A/C Unit, Bard Package | AHU-DX-Package-5T_30T | HVC | N/A | XSD | DECOMMISSIONED | 3 | 2021-02-02
E-191731 | L7-0251 | Pumps, Heat 6, ASTF | AHU-DX-Package-5T_30T | HVC | N/A | XSD | DECOMMISSIONED | 1 | 2018-08-17
E-191744 | L6-0247 | Air Handler Unit 7, Non-Critical, Temtrol, Serves M-220 | AHU-CHW-5T_30T | HVC | PM | FOS | OPERATING | 3 | 2024-02-22
E-191745 | L6-0247 | Air Handler Unit 9, Temtrol, Serves M-216 Cal Lab (Critical) | AHU-CHW-5T_30T | HVC | PM | FOS | OPERATING | 3 | 2024-02-22
E-191746 | L6-0247 | Air Handler Unit 15, Temtrol Serves North Cure Cell M-141 (Critical) | AHU-CHW-5T_30T | HVC | PM | FOS | OPERATING | 3 | 2024-02-14
E-191747 | L6-0247 | Air Handler Unit 16, Temtrol, Serves South Cure Cell M146 (Critical) | AHU-CHW-5T_30T | HVC | PM | FOS | OPERATING | 3 | 2024-02-26
E-191748 | L6-0248 | AHU, Trane Package Unit, Service Bldg POL | AHU-DX-Package-5T_30T | HVC | N/A | XSD | DECOMMISSIONED | 4 | 2021-06-21
E-191750 | L6-0247 | [FAC-0170-002) Ice Machine, MFG, North, Floor 1, Room (M-121), Break Room | Refrigeration-Ice Machine-Cube | HVC | N/A | XSD | DECOMMISSIONED | 5 | 2021-12-20
E-191773 | L6-0297 | Fan Coil Unit FCU-1, Lobby | AHU-CHW-FCU-Special | HVC | PM | FOS | OPERATING | 3 | 2024-02-28
E-191774 | L6-0297 | Fan Coil Unit FCU-2, Bonding | AHU-CHW-FCU-Special | HVC | PM | FOS | OPERATING | 3 | 2024-02-27
E-191776 | L6-0147 | Emergency & Exit Lights, Chiller & Haz Waste Bldgs & MOB | Emer Lights | ELV | PMHL | FOS | OPERATING | 4 | 2018-01-11
E-191785 | L6-0247 | Fan Coil Unit 9 (South) | AHU-CHW-FCU-Special | HVC | PM | FOS | OPERATING | 3 | 2024-02-15
E-191788 | M7-0657 | Chiller, 105 Ton, Aaon, Air-Cooled, PRF | Chiller-Package | HVC | N/A | XSD | DECOMMISSIONED | 3 | 2011-12-16
E-191789 | L7-0251 | Pumps, Heat, ASTF | AHU-DX-Package-5T_30T | HVC | N/A | XSD | DECOMMISSIONED | 2 | 2018-06-27
E1E01001 | K6-1298 | SS 1124 150KVA 13.8/208/120V WEST | Transformers-Oil-MV | EHV | N/A | XSD | DECOMMISSIONED | 3 | 2016-02-17
E2201001 | M7-1354A | LIGHTNING PROTECTION | Lightning Prot | ELV | N/A | XSD | DECOMMISSIONED | 4 | 2011-02-15
E2301001 | M7-1354A | SHOWER, SAFETY, BRADLEY, M/N W153051 | Shwr-Eyewash | WWS | N/A | XSD | DECOMMISSIONED | 5 | 2017-03-24
E2301003 | M7-1354A | HOSE REEL, WASHDOWN | Hose-Washdown | WWS | N/A | XSD | DECOMMISSIONED | 3 | 2013-12-12
E2E90001 | M7-1354A | GROUNDING SYSTEM FACILITY | Grounding-Fence | ELV | N/A | XSD | DECOMMISSIONED | 4 | 2011-02-14
E3-1133ELVLU | E3-1133 | BLDG. E3-1133 ELV LIGHTNING PROTECTION SUBSYSTEMS | System | ELV | HO | FOS | OPERATING | 4 | 2018-02-19
E3-1140AELVLU | E3-1140A | BLDG. E3-1140A ELV LIGHTNING PROTECTION SUBSYSTEMS | System | ELV | HO | FOS | OPERATING | 4 | 2018-02-20
E3201001 | M7-1354B | LIGHTNING PROTECTION | Lightning-Grounding | ELV | PM | FOS | OPERATING | 4 | 2021-11-14
E3301001 | M7-1354B | SHOWER, SAFETY, BRADLEY, M/N W153051 | Shwr-Eyewash | WWS | PM | FOS | OPERATING | 4 | 2024-03-13
E3301003 | M7-1354B | HOSE REEL | Hose-Washdown | WWS | RTF | FOS | OPERATING | 4 | 2014-09-23
E3A01002 | M7-1354B | AIR HANDLER UNIT AHU-1 | AHU-CHW-GT30T | HVC | N/A | XSD | DECOMMISSIONED | 2 | 2018-12-13
E3A01002-R1 | M7-1354B | AIR HANDLER UNIT AHU-1: S/N 1219-6519-A1 | AHU-CHW-GT30T | HVC | PM | FOS | OPERATING | 3 | 2024-04-29
E3E90001 | M7-1354B | GROUNDING SYSTEM FACILITY | Grounding-Ord | ELV | PMHL | FOS | OPERATING | 4 | 2011-02-16
E3FSYFS001 | M7-1354B | Deluge System | Fire-Deluge System | PSY | PM | FOS | OPERATING | 2 | 2021-04-27
E8303001 | N6-2199 | EYEWASH, SAFETY, HAWS, M/N 746 QB | Shwr-Eyewash | WWS | PM | FOS | OPERATING | 3 | 2023-03-06
E8501002 | N6-2199 | ROOF, METAL, 1500 SQ FT | Roof-Metal | STR | PM | FOS | OPERATING | 2 | 2022-11-02
E8A01001 | N6-2199 | CONDENSING UNIT, HEAT PUMP | AHU-DX-Condenser | HVC | PM | FOS | OPERATING | 1 | 2023-10-27
E8FFAAS001 | N6-2199 | VESDA SMOKE DETECTOR | ASSD | PSY | PM | FOS | OPERATING | 3 | 2023-12-18
E8FFACP001 | N6-2199 | FIRE PANEL, ADT QSC | FACP | PSY | PM | FOS | OPERATING | 3 | 2023-12-18
E9201001 | K6-2359 | LIGHTNING PROTECTION | Lightning Prot | ELV | PM | FOS | OPERATING | 3 | 2021-04-08
E9303001 | K6-2359 | EMERGENCY EYEWASH | Shwr-Eyewash-Portable | WWS | N/A | XSD | DECOMMISSIONED | 4 | 2017-03-15
E9501002 | K6-2359 | ROOF, SECURITY TRAINING CENTER 1000 SF | Roof-Single Ply | STR | PM | FOS | OPERATING | 4 | 2022-08-18
E9502001 | K6-2359A | DRILL TOWER | Tower | STR | N/A | NAB | ABANDONED | 3 | 2012-03-23
E9902001 | K6-2361 | WINDOW UNIT | AHU-DX-Window | HVC | N/A | XSD | DECOMMISSIONED | 3 | 2011-06-09
E9ACA187 | K6-2359 | AIR COMPRESSOR, QUINCY S/N 421520 | Compressors-Air-Reciprocating | HVC | N/A | XSD | DECOMMISSIONED | 3 | 2019-02-04
E9ACACP001 | K6-2359 | AIR COMPRESSOR, QUINCY | Compressors-Air-Reciprocating | HVC | PM | FOS | OPERATING | 4 | 2024-01-31
E9E01001 | K6-2359 | SS 106 75KVA 13.2KV/208V PDMT | Transformers-Oil-MV | EHV | PT | FOS | OPERATING | 2 | 2020-08-10
E9E90001 | K6-2361 | GROUNDING SYSTEM FACILITY | Grounding-Ord | ELV | PM | FOS | OPERATING | 4 | 2023-06-22
E9FFART001 | K6-2361 | CENTRAL RADIO MONITORING SYSTEM (CRMS) TRANSCEIVER | CRMS | PSY | PM | FOS | OPERATING | 2 | 2024-01-24
E9FKPCP006 | K6-2361 | INTELLIGENT SYSTEM CONTROLLER #06 | ESS | PSY | PM | FOS | OPERATING | 3 | 2022-12-22
E9FKPDP061 | K6-2361 | DOOR PORTAL SECURITY SYSTEM | Door Portal | PSY | PM | FOS | OPERATING | 3 | 2022-12-21
ECE02001 | M7-0915 | SS 200 500KVA 13.2KV-480/277V OIL TYPE PDMT COOPER | Transformers-Oil-MV | EHV | PT | FOS | OPERATING | 4 | 2023-08-14
ECFH1025 | UK-0031 | HYDRANT, FIRE, MUELLER 5-1/4" 1963 | Hydrant | WWS | N/A | XSD | DECOMMISSIONED | 4 | 2016-07-25
ECFH1025-R1 | UK-0031 | Hydrant, FIRE, AMERICAN DARLING, 2013 | Hydrant | WWS | PM | FOS | OPERATING | 3 | 2023-08-16
ECFH1125 | UK-0031 | HYDRANT, FIRE, MUELLER 5-1/4" 1963 | Hydrant | WWS | N/A | XSD | DECOMMISSIONED | 4 | 2016-08-08
ECFH1125-R1 | UK-0031 | Hydrant, FIRE, AMERICAN DARLING, 2013 | Hydrant | WWS | PM | FOS | OPERATING | 3 | 2023-08-16
ECFH1300 | UK-0031 | HYDRANT, FIRE | Hydrant | WWS | N/A | XSD | DECOMMISSIONED | 4 | 2016-07-26
ECFH1300-R1 | UK-0031 | Hydrant, FIRE, AMERICAN DARLING, 2013 | Hydrant | WWS | PM | FOS | OPERATING | 3 | 2023-08-09
ED501002 | J8-1553 | ROOF, BUR, ELECT EQPT BLDG #2, 459 SF | Roof-BUR | STR | N/A | NIC | NOT_IN_CONTRACT | 4 | 2010-12-14
EDA01002 | J8-1553 | A/C Unit A/C-1 (J8-1553, LOX E.E.) (480V 3 Ph, Disconnect on wall by condensing | AHU-DX-5T_30T | HVC | N/A | NIC | NOT_IN_CONTRACT | 4 | 2012-10-03
EDA01003 | J8-1553 | A/C Unit A/C-2 (J8-1553, LOX E.E.) (480V 3 Ph, Disconnect on wall by condensing | AHU-DX-5T_30T | HVC | N/A | NIC | NOT_IN_CONTRACT | 4 | 2012-10-03
EE501002 | J8-1563 | ROOF, ELECT EQPT BLDG #1 BUILT-UP 651 SF | Roof-BUR | STR | N/A | NIC | NOT_IN_CONTRACT | 4 | 2010-12-14
EEA01001 | J8-1563 | A/C UNIT, HEAT PUMP (J8-1563, PAD A) (230V 1 ph Disconnect on wall by condensing | AHU-DX-5T_30T | HVC | N/A | NIC | NOT_IN_CONTRACT | 4 | 2012-10-04
EEE01001 | M6-0996 | SS 177T 500KVA 13.8KV-480/277V OIL TYPE PDMT CUTLER-HAMMER | Transformers-Oil-MV | EHV | PM | FOS | OPERATING | 4 | 2022-12-20
EEE02001 | K6-1446 | SS 1101 500KVA 13.8KV-480/277V OIL TYPE PDMT CUTLER-HAMMER | Transformers-Oil-MV | EHV | PM/PT | FOS | OPERATING | 3 | 2023-07-24
EF501107 | M6-0495A | Helipad 7 | Helipad | STR | PM | FOS | OPERATING | 3 | 2023-04-11
EFE90001 | M6-0495A | GROUNDING SYSTEM FACILITY | Grounding | ELV | PM | FOS | OPERATING | 4 | 2021-05-26
EG501002 | J7-0231 | ROOF, ELECT EQPT BLDG #2, BUR, 578 SF | Roof-BUR | STR | PM | FOS | OPERATING | 2 | 2022-09-12
EGA01002 | J7-0231 | A/C-1, LOX EE Bldg, J7-0231 (230 Volt, Serv disc exterior wall by condensor) | AHU-DX-LT5T | HVC | PM | FOS | OPERATING | 3 | 2024-04-30
EGA01003 | J7-0231 | A/C-2, LOX EE Bldg, J7-0231 (230 Volt, Serv disc exterior wall by condensor) | AHU-DX-LT5T | HVC | PM | FOS | OPERATING | 4 | 2024-02-27
EGAIACU001 | J7-0231 | CU-1, Condensing Unit 1 (480 VAC, Local Service Disconnect) | Condensing Unit | HVC | PM | FOS | OPERATING | 2 | 2024-02-12
EGAIACU002 | J7-0231 | CU-2, Condensing Unit 2 (480 VAC, Local Service Disconnect) | Condensing Unit | HVC | PM | FOS | OPERATING | 2 | 2024-02-12
EH501002 | J7-0241 | ROOF, ELECT EQPT BLDG #1, BUR, 600 SF | Roof-BUR | STR | PM | FOS | OPERATING | 2 | 2022-05-11
EHA02001 | J7-0241 | A/C UNIT, LH2 EE Bldg, J7-0241 (230v service disconnect located at condenser) | AHU-DX-LT5T | HVC | N/A | XSD | DECOMMISSIONED | 3 | 2022-02-27
EHAIAAX001 | J7-0241 | A/C UNIT, LH2 EE Bldg, J7-0241 (230v service disconnect located at condenser) | AHU-DX-LT5T | HVC | PM | FOS | OPERATING | 4 | 2024-02-07
EHAIACU001 | J7-0241 | CU-1, LH2 EE Bldg, J7-0241 (230v service disconnect located at condenser) | Condensing Unit | HVC | N/A | XSD | DECOMMISSIONED | 2 | 2022-02-27
EHAIACU001-R1 | J7-0241 | CU-1, LH2 EE Bldg, J7-0241 (230v service disconnect located at condenser) | Condensing Unit | HVC | PM | FOS | OPERATING | 3 | 2024-02-07
EHE01001 | J7-0241 | SS 1031A 500KVA 13.8/480V PDMT | Transformers-Oil-MV | EHV | PM/PT | FOS | OPERATING | 4 | 2021-09-15
EHE02001 | J7-0241 | SS 1031B 500KVA 13.8/480V PDMT | Transformers-Oil-MV | EHV | PM/PT | FOS | OPERATING | 4 | 2023-12-08
EL601001 | M6-0336 | WHEEL/CHAIRLIFT Porch Lift | Elevator, Lift-Personnel | MEC | PM | FOS | OPERATING | 4 | 2023-06-28
EM501002 | M6-0495B | ROOF, MED STORAGE BLDG, METAL, 880 SF | Roof-Metal | STR | PM | FOS | OPERATING | 3 | 2023-02-01
EMAIAUA001 | M6-0495B | WALL UNIT, BARD S/N L40F03 | AHU-DX-Wall | HVC | N/A | XSD | DECOMMISSIONED | 3 | 2011-06-09
EMF91C01 | M6-0495B | FA FCI FC-72 | FACP | PSY | PM | FOS | OPERATING | 3 | 2023-06-29
ENE01001 | J5-1197 | SS 860 300KVA 13.8KV-208/120V OIL TYPE ATLANTIC POWER | Transformers-Oil-MV | EHV | PT | FOS | OPERATING | 2 | 2020-08-10
ENE01003 | J5-0440 | ATS-43, Automatic Transfer Switch | ATS | ELV | RTF | FOS | OPERATING | 2 | 2012-05-22
ENE03001 | J5-1197 | SS 1119 750KVA 13.8KV-480/277V OIL TYPE PORTER-DELTA STAR | Transformers-Oil-MV | EHV | PM/TS | NAB | ABANDONED | 1 | 2021-05-20
ENFFART001 | J5-1199 | CENTRAL RADIO MONITORING SYSTEM (CRMS) TRANSCEIVER | CRMS | PSY | PM | FOS | OPERATING | 3 | 2023-06-30
ENFH1110 | UK-0031 | HYDRANT, FIRE, MUELLER | Hydrant | WWS | PM | FOS | OPERATING | 4 | 2023-07-14
ENFH1165 | UK-0031 | HYDRANT, FIRE, MUELLER | Hydrant | WWS | PM | FOS | OPERATING | 4 | 2023-07-14
ENFH1170 | UK-0031 | HYDRANT, FIRE, MUELLER | Hydrant | WWS | PM | FOS | OPERATING | 4 | 2023-07-19
ENS12001 | UK-0031 | BFP CDVA, 6", ZURN-WILKINS, S/N NO8414 | BFP-Fire | WWS | PM | FOS | OPERATING | 4 | 2024-04-24
ENS12002 | UK-0031 | BFP RP, 3", ZURN-WILKINS, S/N LO8414 | BFP | WWS | PM | FOS | OPERATING | 4 | 2023-11-01
EPE01001 | J5-0440 | SS 1150 75KVA 4160-208/120V OIL PDMT WESTINGHOUSE | Transformers-Oil-MV | EHV | PM/PT | FOS | OPERATING | 2 | 2020-08-10
EPFSCCO001 | J5-0440 | CO2 FIRE SUPPRESSION SYSTEM | CO2 | PSY | N/A | XSD | DECOMMISSIONED | 4 | 2020-08-07
ESFACLU001 | K6-0993 | GROUNDING SYSTEM FACILITY | Grounding | ELV | PM | FOS | OPERATING | 4 | 2022-06-21
ESLAD001 | K6-0993 | LADDER, GLIDE LOCK | Ladder | STR | PM | FOS | OPERATING | 4 | 2024-05-09
EU09220FPL | K6-1141 | OPEN WIRE FPL/609 13.8KV 3 1/C #2/0 BC 36,290 ft, G-LINE | Cable-Aerial | EHV | RTF | FOS | OPERATING | 4 | 2011-07-12
EU09499HCO | K6-1141 | OPEN WIRE FPL/609 13.8KV 3 1/C #2/0 BC 37,838 ft, H-LINE | Cable-Aerial | EHV | N/A | XSD | DECOMMISSIONED | 4 | 2011-05-13
EU2ELITE | K6-1141A | LIGHTS, EMERGENCY & EXIT, K6-1141A | Emer-Exit Lights Self Testing 2 | ELV | RTF | FOS | OPERATING | 3 | 2017-06-27
EU303001 | K6-1141 | SHOWER & EYEWASH HAWS BATTERY AREA | Shwr-Eyewash | WWS | PM | FOS | OPERATING | 3 | 2024-04-08
EU303002 | K6-1141A | SHOWER & EYEWASH BATTERY AREA | Shwr-Eyewash | WWS | PM | FOS | OPERATING | 3 | 2024-04-08
EU501002 | K6-1141 | ROOF, POWER SUBSTATION 1900 SF | Roof-BUR | STR | N/A | XSD | DECOMMISSIONED | 5 | 2017-08-08
EU501002A | K6-1141A | ROOF, SWITCH GEAR BLDG, BUR, 1800 SF | Roof-BUR | STR | N/A | XSD | DECOMMISSIONED | 5 | 2017-07-03
EU501002A-R1 | K6-1141A | ROOF, SWITCH GEAR BLDG, BUR, 1800 SF | Roof-BUR | STR | PM | FOS | OPERATING | 3 | 2023-05-19
EU501002-R1 | K6-1141 | ROOF, POWER SUBSTATION 1900 SF | Roof-BUR | STR | PM | FOS | OPERATING | 3 | 2023-05-19
EUA02001 | K6-1141 | AHU, WEATHERKING | AHU-DX-5T_30T | HVC | PM/TS | NOS | DECOMMISSIONED | 1 | 2019-04-05
EUA02002 | K6-1141 | CONDENSING UNIT | AHU-DX-Condenser | HVC | PM | FOS | OPERATING | 2 | 2024-04-25
EUAIAAX001 | K6-1141A | AIR HANDLING UNIT #1, DX TRANE | AHU-DX-5T_30T | HVC | N/A | XSD | DECOMMISSIONED | 1 | 2020-09-09
EUAIAAX001-R1 | K6-1141A | AIR HANDLING UNIT #1, DX TRANE | AHU-DX-5T_30T | HVC | PM | FOS | OPERATING | 4 | 2024-04-22
EUAIAAX002 | K6-1141A | AIR HANDLING UNIT #2, DX TRANE | AHU-DX-5T_30T | HVC | N/A | XSD | DECOMMISSIONED | 2 | 2018-05-29
EUAIAAX002-R1 | K6-1141A | AIR HANDLING UNIT #2, DX TRANE | AHU-DX-5T_30T | HVC | PM | FOS | OPERATING | 4 | 2024-04-22
EUAIAAX101 | K6-1141 | AIR HANDLING UNIT, DX TRANE | AHU-DX-5T_30T | HVC | PM | FOS | OPERATING | 4 | 2024-04-22
EUAIACU001 | K6-1141A | CONDENSING UNIT #1, TRANE, S/N L052X17AH | AHU-DX-Condenser | HVC | N/A | XSD | DECOMMISSIONED | 2 | 2017-07-14
EUAIACU001-R1 | K6-1141A | CONDENSING UNIT #1, DX TRANE | AHU-DX-Condenser | HVC | PM | FOS | OPERATING | 3 | 2023-08-01
EUAIACU002 | K6-1141A | CONDENSING UNIT #2, TRANE, S/N K342M0WAH | AHU-DX-Condenser | HVC | N/A | XSD | DECOMMISSIONED | 2 | 2019-05-24
EUAIACU002-R1 | K6-1141A | CONDENSING UNIT #2, DX TRANE | AHU-DX-Condenser | HVC | PM | FOS | OPERATING | 3 | 2023-08-01
EUAIACU101 | K6-1141 | CONDENSING UNIT, DX TRANE | AHU-DX-Condenser | HVC | PM | FOS | OPERATING | 3 | 2023-08-02
EUE00001 | K6-1141 | C5 & C5A HIGH VOLTAGE SWYD | Switchyard | EHV | PT | FOS | OPERATING | 4 | 2024-02-09
EUE01001 | K6-1141 | BUS 115KV FPL (C5-LC39) | Bus-MV | EHV | PMHL | FOS | OPERATING | 3 | 2015-04-21
EUE0100101 | K6-1141A | RELAY, SCHWEITZER SEL-587Z, DIFF, ZONE C | Relays-MV | EHV | PM | FOS | OPERATING | 4 | 2022-01-05
EUE01008 | K6-1141 | XFMR MAIN T8 18/24/30MVA 115-13.8KV OIL DELTA STAR INC | Transformers-Oil-Power-C5/Orsino | EHV | PM/PT | FOS | OPERATING | 4 | 2023-12-18
EUE0100801 | K6-1141 | RELAY SEL-787 TX8 DIFF | Relays-MV | EHV | PM | FOS | OPERATING | 4 | 2021-01-05
EUE01008LTC8 | K6-1141 | LOAD TAP CHANGER LTC8 MAIN XFMR T8 REINHAUSEN MFG | Load Tap Changer | EHV | PM/PT | FOS | OPERATING | 4 | 2022-12-16
EUE01009 | K6-1141A | XFMR MAIN T9 18/24/30MVA 115-13.8KV OIL KUHLMAN | Transformers-Oil-Power-C5/Orsino | EHV | PM/PT | FOS | OPERATING | 4 | 2024-01-16
EUE0100901-R1 | K6-1141A | Relay, Schweitzer Type SEL-501, Breaker Failure, C5A VCB TP9 | Relays-MV | EHV | PM | FOS | OPERATING | 4 | 2022-01-05
EUE0100903 | K6-1141A | RELAY, XFMR 9 UNDER/OVER VOLTAGE | Relays-MV | EHV | PM | FOS | OPERATING | 4 | 2022-01-25
EUE0100906-R1 | K6-1141A | Relay, Schweitzer Type SEL-787, C5A T9 XTMR Differential | Relays-MV | EHV | PM | FOS | OPERATING | 4 | 2022-03-10
EUE01010 | K6-1141A | XFMR MAIN T10 18/24/30MVA 115-13.8KV OIL KUHLMAN | Transformers-Oil-Power-C5/Orsino | EHV | PM/PT | FOS | OPERATING | 2 | 2020-08-10
EUE0101001-R1 | K6-1141A | Relay, Schweitzer Type SEL-501, Breaker Failure, C5A VCB TP10 | Relays-MV | EHV | PM | FOS | OPERATING | 4 | 2022-01-05
EUE0101003 | K6-1141A | RELAY, XFMR 10 UNDER/OVER VOLTAGE | Relays-MV | EHV | PM | FOS | OPERATING | 4 | 2022-01-25
EUE0101006-R1 | K6-1141A | Relay, Schweitzer Type SEL-787, C5A T10 XTMR Differential | Relays-MV | EHV | PM | FOS | OPERATING | 4 | 2022-03-10
EUE01010LTC10 | K6-1141A | LOAD TAP CHANGER LTC10 MAIN XFMR T10 REINHAUSEN MFG. | Load Tap Changer | EHV | PM/PT | FOS | OPERATING | 4 | 2021-10-23
EUE0101301-R1 | K6-1141 | Relay, Schweitzer Type SEL-587Z, C5 Bus 1 Differential | Relays-MV | EHV | N/A | XSD | DECOMMISSIONED | 4 | 2020-03-25
EUE0101301-R2 | K6-1141 | Relay, Schweitzer Type SEL-587Z, C5 Bus 1 Differential | Relays-MV | EHV | PM | FOS | OPERATING | 4 | 2022-05-11
EUE0101401-R1 | K6-1141 | Relay, Schweitzer Type SEL-587Z, C5 Bus 2 Differential | Relays-MV | EHV | PM | FOS | OPERATING | 4 | 2022-03-10
EUE0101501-R1 | K6-1141 | Relay, Schweitzer Type SEL-587Z, C5 Bus 3 Differential | Relays-MV | EHV | PM | FOS | OPERATING | 4 | 2022-03-10
EUE0101601 | K6-1141A | RELAY, C-5A, BUS 4, T9 DIFF, CIRCUIT SHIELD, 15kV | Relays-MV | EHV | PM | FOS | OPERATING | 4 | 2022-07-29
EUE0101602 | K6-1141A | RELAY, C-5A, BUS 4, T9 DIFF, CIRCUIT SHIELD, 15kV | Relays-MV | EHV | PM | FOS | OPERATING | 4 | 2022-07-29
EUE0101603 | K6-1141A | RELAY, C-5A, BUS 4, T9 DIFF, CIRCUIT SHIELD, 15kV | Relays-MV | EHV | PM | FOS | OPERATING | 4 | 2022-07-29
EUE0101701 | K6-1141A | RELAY, C-5A, BUS 5, T10 DIFF, CIRCUIT SHIELD, 15kV | Relays-MV | EHV | PM | FOS | OPERATING | 4 | 2022-07-29
EUE0101702 | K6-1141A | RELAY, C-5A, BUS 5, T10 DIFF, CIRCUIT SHIELD, 15kV | Relays-MV | EHV | PM | FOS | OPERATING | 4 | 2022-07-29
EUE0101703 | K6-1141A | RELAY, C-5A, BUS 5, T10 DIFF, CIRCUIT SHIELD, 15kV | Relays-MV | EHV | PM | FOS | OPERATING | 4 | 2022-07-29
EUE01NGR-10 | K6-1141A | Resistor, Neutral Grounding NGR-10 400A 15KV 19.92 Ohms I-Gard Corp. | Resistor | EHV | PM/PT | FOS | OPERATING | 4 | 2023-10-21
EUE01NGR-8 | K6-1141 | Resistor, Neutral Grounding NGR-8 400A 15KV 19.92 Ohms I-Gard Corp. | Resistor | EHV | PM/PT | FOS | OPERATING | 4 | 2022-12-30
EUE01NGR-9 | K6-1141A | Resistor, Neutral Grounding NGR-9 400A 15KV 19.92 Ohms I-Gard Corp. | Resistor | EHV | PM/PT | FOS | OPERATING | 4 | 2023-11-07
EUE01NGRVCB-10 | K6-1141A | VACUUM CIRCUIT BREAKER NGR-10 15KV 1200A R-MAG ABB | Circuit Breaker-VCB-C5/Orsino | EHV | PM/PT | FOS | OPERATING | 4 | 2023-11-05
EUE01NGRVCB-8 | K6-1141 | VACUUM CIRCUIT BREAKER NGR-8 15KV 1200A R-MAG ABB | Circuit Breaker-VCB-C5/Orsino | EHV | PM/PT | FOS | OPERATING | 4 | 2022-12-30
EUE01NGRVCB-9 | K6-1141A | VACUUM CIRCUIT BREAKER NGR-9 15KV 1200A R-MAG ABB | Circuit Breaker-VCB-C5/Orsino | EHV | PM/PT | FOS | OPERATING | 4 | 2023-11-05
EUE02002 | K6-1141 | BUS 1A INDUSTRIAL UNREGLTD 13.8KV 3PH | Bus-MV | EHV | PMHL | FOS | OPERATING | 3 | 2015-04-21
EUE02003 | K6-1141 | BUS 1B INDUSTRIAL UNREGLTD 13.8KV 3PH | Bus-MV | EHV | PMHL | FOS | OPERATING | 3 | 2015-04-21
EUE02004 | K6-1141 | BUS 2A INDUSTRIAL UNREGLTD 13.8KV 3PH | Bus-MV | EHV | PMHL | FOS | OPERATING | 3 | 2015-04-21
EUE02005 | K6-1141 | BUS 2B INDUSTRIAL UNREGLTD 13.8KV 3PH | Bus-MV | EHV | PMHL | FOS | OPERATING | 3 | 2015-04-21
EUE02006 | K6-1141 | BUS 2C/UTILITY INDUSTRIAL UNREGLTD 13.8KV 3PH | Bus-MV | EHV | PMHL | FOS | OPERATING | 3 | 2015-04-21
EUE02007 | K6-1141 | BUS 1&2 INSPECTION 13.8KV 3PH | Bus-MV | EHV | PMHL | FOS | OPERATING | 3 | 2015-04-21
EUE02008 | K6-1141 | BUS PRIORITY/UTILITY INSPECTION 13.8KV 3PH | Bus-MV | EHV | PMHL | FOS | OPERATING | 3 | 2015-04-21
EUE02009 | K6-1141 | BUS 3 PRIORITY/INSTRUMENTATION 13.8KV 3PH | Bus-MV | EHV | PMHL | FOS | OPERATING | 3 | 2015-04-21
EUE03004 | K6-1141 | VCB IB1 15KV S#S01K194VBBT BB ABB | Circuit Breaker-VCB | EHV | PM/PT | FOS | OPERATING | 4 | 2023-01-19
EUE0300401-R1 | K6-1141 | Relay, Schweitzer Type SEL-751A, Overcurrent, C5 VCB IB1 | Relays-MV | EHV | PM | FOS | OPERATING | 4 | 2020-09-14
EUE03005 | K6-1141 | VCB 605 15KV S#S01K159VBBT BB ABB | Circuit Breaker-VCB | EHV | PM/PT | FOS | OPERATING | 4 | 2023-01-18
EUE0300501-R1 | K6-1141 | Relay, Schweitzer Type SEL-751A, Overcurrent, C5 VCB 605 | Relays-MV | EHV | PM | FOS | OPERATING | 4 | 2023-08-08
EUE03007 | K6-1141 | VCB CT1 15KV S#S01K2000VBBT BB ABB | Circuit Breaker-VCB | EHV | PM/PT | FOS | OPERATING | 4 | 2023-08-03
EUE0300701-R1 | K6-1141 | Relay, Schweitzer Type SEL-751A, Overcurrent, C5 VCB CT1 | Relays-MV | EHV | PM | FOS | OPERATING | 4 | 2020-09-15
EUE03008 | K6-1141 | VCB 609 15KV S#0372A7277-001-01 GE | Circuit Breaker-VCB | EHV | PM/PT | FOS | OPERATING | 3 | 2023-02-07
EUE0300801-R1 | K6-1141 | Relay, Schweitzer Type SEL-751A, Overcurrent, C5 VCB 609 | Relays-MV | EHV | PM | FOS | OPERATING | 4 | 2023-08-07
EUE03009 | K6-1141 | VCB 619 15KV S#S01K149VBBT BB ABB | Circuit Breaker-VCB | EHV | PM/PT | FOS | OPERATING | 4 | 2023-05-16
EUE0300901-R1 | K6-1141 | Relay, Schweitzer Type SEL-751A, Overcurrent, C5 VCB 619 | Relays-MV | EHV | PM | FOS | OPERATING | 4 | 2023-08-07
EUE03011 | K6-1141 | VCB 611 15KV S#S0K193VBBT BB ABB | Circuit Breaker-VCB | EHV | PM/PT | FOS | OPERATING | 4 | 2023-01-16
EUE0301101-R1 | K6-1141 | Relay, Schweitzer Type SEL-751A, Overcurrent, C5 VCB 611 | Relays-MV | EHV | PM | FOS | OPERATING | 4 | 2022-01-11
EUE03013 | K6-1141 | VCB CT2 15KV S#S01K143VBBT BB ABB | Circuit Breaker-VCB | EHV | PM/PT | FOS | OPERATING | 3 | 2023-08-09
EUE0301301-R1 | K6-1141 | Relay, Schweitzer Type SEL-751A, Overcurrent, C5 VCB CT2 | Relays-MV | EHV | PM | FOS | OPERATING | 4 | 2020-09-16
EUE03015 | K6-1141 | VCB 615 15KV S#S0K146VBBT BB ABB | Circuit Breaker-VCB | EHV | PM/PT | FOS | OPERATING | 4 | 2023-01-29
EUE0301501-R1 | K6-1141 | Relay, Schweitzer Type SEL-751A, Overcurrent, C5 VCB 615 | Relays-MV | EHV | PM | FOS | OPERATING | 4 | 2020-09-16
EUE03016 | K6-1141 | VCB IB2 15KV S#S0K148VBBT BB ABB | Circuit Breaker-VCB | EHV | PM/PT | FOS | OPERATING | 3 | 2023-02-12
EUE0301601-R1 | K6-1141 | Relay, Schweitzer Type SEL-751A, Overcurrent, C5 VCB lB2 | Relays-MV | EHV | PM | FOS | OPERATING | 4 | 2020-09-17
EUE03017 | K6-1141 | VCB 614 15KV S#S01K145VBBT BB ABB | Circuit Breaker-VCB | EHV | PM/PT | FOS | OPERATING | 4 | 2023-08-18
EUE0301701-R1 | K6-1141 | Relay, Schweitzer Type SEL-751A, Overcurrent, C5 VCB 614 | Relays-MV | EHV | PM | FOS | OPERATING | 4 | 2023-08-03
EUE03018 | K6-1141 | VCB 518 15KV S#S0K142VBBT BB ABB | Circuit Breaker-VCB | EHV | PM/PT | FOS | OPERATING | 4 | 2023-09-26
EUE0301801-R1 | K6-1141 | Relay, Schweitzer Type SEL-751A, Overcurrent, C5 VCB 518 | Relays-MV | EHV | PM | FOS | OPERATING | 4 | 2020-12-04
EUE03019 | K6-1141 | VCB 612 15KV S#S01K152VBBT BB ABB | Circuit Breaker-VCB | EHV | PM/PT | FOS | OPERATING | 4 | 2023-07-21
EUE0301901-R1 | K6-1141 | Relay, Schweitzer Type SEL-751A, Overcurrent, C5 VCB 612 | Relays-MV | EHV | PM | FOS | OPERATING | 4 | 2023-08-07
EUE03020 | K6-1141 | VCB 618 15KV S#S03E117VBBT BB ABB | Circuit Breaker-VCB | EHV | PM/PT | FOS | OPERATING | 4 | 2023-09-21
EUE0302001-R1 | K6-1141 | Relay, Schweitzer Type SEL-751A, Overcurrent, C5 VCB 618 | Relays-MV | EHV | PM | FOS | OPERATING | 4 | 2020-12-04
EUE03021 | K6-1141 | VCB 617 15KV S#S0K197VBBT BB ABB | Circuit Breaker-VCB | EHV | PM/PT | FOS | OPERATING | 4 | 2023-02-06
EUE0302101-R1 | K6-1141 | Relay, Schweitzer Type SEL-751A, Overcurrent, C5 VCB 617 | Relays-MV | EHV | PM | FOS | OPERATING | 4 | 2023-08-09
EUE0302201-R1 | K6-1141 | Relay, Schweitzer Type SEL-751A, Overcurrent, C5 VCB 520 | Relays-MV | EHV | PM/TS | NOS | DECOMMISSIONED | 4 | 2016-01-15
EUE03023 | K6-1141 | VCB BT 15KV S#S0K147VBBT BB ABB | Circuit Breaker-VCB | EHV | PM/PT | FOS | OPERATING | 4 | 2023-01-30
EUE0302301-R1 | K6-1141 | Relay, Schweitzer Type SEL-751A, Overcurrent, C5 VCB BT1 | Relays-MV | EHV | PM | FOS | OPERATING | 4 | 2020-09-16
EUE03027 | K6-1141 | VCB IB 15KV S#S0K139VBBT BB ABB | Circuit Breaker-VCB | EHV | PM/PT | FOS | OPERATING | 4 | 2023-01-12
EUE0302701-R1 | K6-1141 | Relay, Schweitzer Type SEL-751A, Overcurrent, C5 VCB lB | Relays-MV | EHV | PM | FOS | OPERATING | 4 | 2020-12-04
EUE03028 | K6-1141 | VCB PU 15KV S#S01K151VBBT BB ABB | Circuit Breaker-VCB | EHV | PM/PT | FOS | OPERATING | 4 | 2023-01-12
EUE0302801-R1 | K6-1141 | Relay, Schweitzer Type SEL-751A, Overcurrent, C5 VCB PU | Relays-MV | EHV | PM | FOS | OPERATING | 4 | 2020-09-17
EUE03029 | K6-1141 | VCB 520 15KV S#S0K141VBBT BB ABB | Circuit Breaker-VCB | EHV | PM/PT | FOS | OPERATING | 2 | 2023-02-07
EUE03030 | K6-1141 | VCB TS8 17KV 2000A | Circuit Breaker-VCB | EHV | PM/PT | FOS | OPERATING | 3 | 2023-03-30
EUE0303001-R1 | K6-1141 | Relay, Schweitzer Type SEL-751A, Overcurrent, C5 VCB TS8 | Relays-MV | EHV | PM | FOS | OPERATING | 4 | 2020-09-16
EUE05001 | K6-1141 | PWR MANHOLE E 1 C5 SUBSTA | Manholes | EHV | PM | FOS | OPERATING | 3 | 2023-11-17
EUE05001A | K6-1141A | PWR MANHOLE E 1A | Manholes | EHV | PM | FOS | OPERATING | 4 | 2023-11-15
EUE05001B | K6-1141A | PWR MANHOLE E 1B | Manholes | EHV | PM | FOS | OPERATING | 4 | 2020-09-18
EUE05002 | K6-1141 | PWR MANHOLE E 2 C5 SUBSTA | Manholes | EHV | PM | FOS | OPERATING | 3 | 2023-11-17
EUE05003 | K6-1141 | PWR MANHOLE E 3 C5 SUBSTA | Manholes | EHV | PM | FOS | OPERATING | 4 | 2023-11-15
EUE05004 | K6-1141 | PWR MANHOLE E 4 OPF PKING LOT | Manholes | EHV | PM | FOS | OPERATING | 4 | 2020-10-15
EUE05005 | K6-1141 | PWR MANHOLE E 5 S OF OPF | Manholes | EHV | PM | FOS | OPERATING | 4 | 2020-10-15
EUE05006 | K6-1141 | PWR MANHOLE E 6 UTILITY ANNEX | Manholes | EHV | PM | FOS | OPERATING | 3 | 2020-12-15
EUE05007 | K6-1141 | PWR MANHOLE E 7 UTILITY ANNEX | Manholes | EHV | PM | FOS | OPERATING | 4 | 2021-04-01
EUE05008 | K6-1141 | PWR MANHOLE E 8 C5 SUBSTA | Manholes | EHV | PM | FOS | OPERATING | 3 | 2020-09-18
EUE05009 | K6-1141 | PWR MANHOLE E 9 C5 SUBSTA | Manholes | EHV | PM | FOS | OPERATING | 4 | 2020-09-25
EUE05010 | K6-1141 | PWR MANHOLE E10 C5 SUBSTA | Manholes | EHV | PM | FOS | OPERATING | 3 | 2018-11-14
EUE05011 | K6-1141 | PWR MANHOLE E11 C5 SUBSTA | Manholes | EHV | PM | FOS | OPERATING | 3 | 2018-11-14
EUE05012 | K6-1141 | PWR MANHOLE E12 VAB RD | Manholes | EHV | PM | FOS | OPERATING | 4 | 2020-09-25
EUE05013 | K6-1141 | PWR MANHOLE E13 VAB RD & UTILITY RD | Manholes | EHV | PM | FOS | OPERATING | 4 | 2020-11-17
EUE05014 | K6-1141 | PWR MANHOLE E14 UTILITY ANNEX | Manholes | EHV | PM | FOS | OPERATING | 2 | 2020-08-10
EUE05015 | K6-1141 | PWR MANHOLE E15 UTILITY ANNEX | Manholes | EHV | PM | FOS | OPERATING | 3 | 2020-10-05
EUE05016 | K6-1141 | PWR MANHOLE E16 KNDY PKWY & SATURN CSWY | Manholes | EHV | PM | FOS | OPERATING | 3 | 2023-05-04
EUE05017 | K6-1141 | PWR MANHOLE E17 SATURN CSWY | Manholes | EHV | PM | FOS | OPERATING | 3 | 2019-01-30
EUE05018 | K6-1141 | PWR MANHOLE E18 SATURN CSWY & UTILITY RD | Manholes | EHV | PM | FOS | OPERATING | 4 | 2018-12-11
EUE05019 | K6-1141 | PWR MANHOLE E18A LAUNCH EQ SHOP | Manholes | EHV | PM | FOS | OPERATING | 4 | 2023-08-15
EUE05021 | K6-1141 | PWR MANHOLE E18B INSTRUMENTATION RD | Manholes | EHV | PM | FOS | OPERATING | 4 | 2023-08-15
EUE05022 | K6-1141 | PWR MANHOLE E18C INSTRUMENTATION RD | Manholes | EHV | PM | FOS | OPERATING | 4 | 2023-08-02
EUE05023 | K6-1141 | PWR MANHOLE E18D INSTRUMENTATION RD | Manholes | EHV | PM | FOS | OPERATING | 4 | 2023-07-21
EUE05024 | K6-1141 | PWR MANHOLE E18E INSTRUMENTATION RD | Manholes | EHV | PM | FOS | OPERATING | 4 | 2023-07-21
EUE05025 | K6-1141 | PWR MANHOLE E18F INSTRUMENTATION RD | Manholes | EHV | PM | FOS | OPERATING | 4 | 2023-08-14
EUE05026 | K6-1141 | PWR MANHOLE E18G INSTRUMENTATION BLDG | Manholes | EHV | PM | FOS | OPERATING | 4 | 2023-08-14
EUE05027 | K6-1141 | PWR MANHOLE E19 SATURN CSWY | Manholes | EHV | PM | FOS | OPERATING | 4 | 2024-04-08
EUE05028 | K6-1141 | PWR MANHOLE E20 SATURN CSWY & XPORTER RD | Manholes | EHV | PM | FOS | OPERATING | 4 | 2024-04-03
EUE05029 | K6-1141 | PWR MANHOLE E21 SATURN CSWY & LEE RD | Manholes | EHV | PM | FOS | OPERATING | 4 | 2019-02-06
EUE05030 | K6-1141 | PWR MANHOLE E22 SATURN CSWY | Manholes | EHV | PM | FOS | OPERATING | 3 | 2019-02-06
EUE05031 | K6-1141 | PWR MANHOLE E23 SATURN CSWY & ORDNANCE RD | Manholes | EHV | PM | FOS | OPERATING | 4 | 2019-02-12
EUE05032 | K6-1141 | PWR MANHOLE E24 SATURN CSWY AT CRAWLERWY | Manholes | EHV | PM | FOS | OPERATING | 4 | 2024-03-27
EUE05033 | K6-1141 | PWR MANHOLE E24A ORDNANCE AREA | Manholes | EHV | PM | FOS | OPERATING | 4 | 2024-03-21
EUE05034 | K6-1141 | PWR MANHOLE E24B ORDNANCE AREA | Manholes | EHV | PM | FOS | OPERATING | 4 | 2024-03-21
EUE05035 | K6-1141 | PWR MANHOLE E24C ORDNANCE AREA | Manholes | EHV | PM | FOS | OPERATING | 4 | 2024-03-22
EUE05036 | K6-1141 | PWR MANHOLE E24D ORDNANCE AREA | Manholes | EHV | PM | FOS | OPERATING | 4 | 2024-03-22
EUE05037 | K6-1141 | PWR MANHOLE E24E ORDNANCE AREA | Manholes | EHV | PM | FOS | OPERATING | 4 | 2019-08-07
EUE05040 | K6-1141 | PWR MANHOLE E27 TPF AREA | Manholes | EHV | PM | FOS | OPERATING | 4 | 2020-10-28
EUE05041 | K6-1141 | PWR MANHOLE E28 CRAWLER MAINT AREA | Manholes | EHV | PM | FOS | OPERATING | 4 | 2020-12-08
EUE05042 | K6-1141 | PWR MANHOLE E29 LAUNCH RD | Manholes | EHV | PM | FOS | OPERATING | 4 | 2020-11-19
EUE05043 | K6-1141 | PWR MANHOLE E30 LAUNCH RD | Manholes | EHV | PM | FOS | OPERATING | 4 | 2020-11-18
EUE05044 | K6-1141 | PWR MANHOLE E31 LAUNCH RD | Manholes | EHV | PM | FOS | OPERATING | 4 | 2020-11-17
EUE05045 | K6-1141 | PWR MANHOLE E32 LAUNCH RD | Manholes | EHV | PM | FOS | OPERATING | 4 | 2020-11-25
EUE05046 | K6-1141 | PWR MANHOLE E4A S OF OPF | Manholes | EHV | PM | FOS | OPERATING | 4 | 2020-10-08
EUE05047 | K6-1141 | PWR MANHOLE E5A UTILITY ANNEX AREA | Manholes | EHV | PM | FOS | OPERATING | 4 | 2020-12-29
EUE05048 | K6-1141 | PWR MANHOLE E26A SE OF OPF | Manholes | EHV | PM | FOS | OPERATING | 3 | 2020-10-09
EUE05049 | K6-1141 | PWR MANHOLE E26B NE OF OPF | Manholes | EHV | PM | FOS | OPERATING | 4 | 2020-10-09
EUE05050 | K6-1141 | PWR MANHOLE E33 | Manholes | EHV | PM | FOS | OPERATING | 4 | 2020-11-25
EUE05052 | K6-1141 | PWR MANHOLE E39 LCC AREA | Manholes | EHV | PM | FOS | OPERATING | 4 | 2019-02-05
EUE05053 | K6-1141 | PWR MANHOLE E40 C5 SUBSTA | Manholes | EHV | PM | FOS | OPERATING | 4 | 2020-10-06
EUE05054 | K6-1141 | PWR MANHOLE E41 TPF AREA | Manholes | EHV | PM | FOS | OPERATING | 4 | 2020-11-03
EUE05055 | K6-1141 | PWR MANHOLE E42 UTILITY AREA | Manholes | EHV | PM | FOS | OPERATING | 3 | 2020-12-15
EUE05062 | K6-1141 | PWR MANHOLE E49 LCC AREA | Manholes | EHV | PM | FOS | OPERATING | 4 | 2019-02-05
EUE05063 | K6-1141 | PWR MANHOLE P 1 S OF SATURN CSWY | Manholes | EHV | PM | FOS | OPERATING | 3 | 2019-02-26
EUE05064 | K6-1141 | PWR MANHOLE P 2 S OF SATURN CSWY | Manholes | EHV | PM | FOS | OPERATING | 4 | 2019-08-12
EUE05065 | K6-1141 | PWR MANHOLE P 3 S OF SATURN CSWY CCF AREA | Manholes | EHV | PM | FOS | OPERATING | 3 | 2017-09-05
EUE05066 | K6-1141 | PWR MANHOLE P 4 S OF SATURN CSWY CCF AREA | Manholes | EHV | PM | FOS | OPERATING | 1 | 2023-10-27
EUE05067 | K6-1141 | PWR MANHOLE P 5 S OF SATRUN CSWY CCF AREA | Manholes | EHV | PM | FOS | OPERATING | 4 | 2024-01-25
EUE05068 | K6-1141 | PWR MANHOLE P 6 S OF SATURN CSWY CCF AREA | Manholes | EHV | PM | FOS | OPERATING | 4 | 2024-01-26
EUE05069 | K6-1141 | PWR MANHOLE PCV1A CCF | Manholes | EHV | PM | FOS | OPERATING | 4 | 2023-12-09
EUE05069N | K6-1141 | PWR MANHOLE E69N | Manholes | EHV | PM | FOS | OPERATING | 4 | 2021-03-22
EUE05070 | K6-1141 | PWR MANHOLE P 8 S OF SATURN CSWY CCF AREA | Manholes | EHV | PM | FOS | OPERATING | 4 | 2021-12-13
EUE05070N | K6-1141 | PWR MANHOLE E70N | Manholes | EHV | PM | FOS | OPERATING | 4 | 2018-08-21
EUE05071 | K6-1141 | PWR MANHOLE P 9 S OF SATURN CSWY | Manholes | EHV | PM | FOS | OPERATING | 4 | 2021-12-13
EUE05071N | K6-1141 | PWR MANHOLE E71N | Manholes | EHV | PM | FOS | OPERATING | 4 | 2018-09-11
EUE05072 | K6-1141 | PWR MANHOLE P10 S OF SATURN CSWY | Manholes | EHV | PM | FOS | OPERATING | 4 | 2021-12-14
EUE05072N | K6-1141 | PWR MANHOLE E72N | Manholes | EHV | PM | FOS | OPERATING | 4 | 2018-09-11
EUE05073 | K6-1141 | PWR MANHOLE P11 S OF SATURN CSWY | Manholes | EHV | PM | FOS | OPERATING | 4 | 2021-10-22
EUE05073N | K6-1141 | PWR MANHOLE E73N | Manholes | EHV | PM | FOS | OPERATING | 4 | 2018-09-18
EUE05074 | K6-1141 | PWR MANHOLE P12 S OF SATURN CSWY | Manholes | EHV | PM | FOS | OPERATING | 4 | 2021-10-22
EUE05074N | K6-1141 | PWR MANHOLE E74N | Manholes | EHV | PM | FOS | OPERATING | 4 | 2018-09-18
EUE05075 | K6-1141 | PWR MANHOLE P13 S OF SATURN CSWY | Manholes | EHV | PM | FOS | OPERATING | 4 | 2021-12-14
EUE05075N | K6-1141 | PWR MANHOLE E75N | Manholes | EHV | PM | FOS | OPERATING | 4 | 2018-09-25
EUE05076 | K6-1141 | PWR MANHOLE P14 S OF SATURN CSWY | Manholes | EHV | PM | FOS | OPERATING | 4 | 2021-12-15
EUE05076N | K6-1141 | PWR MANHOLE E76N | Manholes | EHV | PM | FOS | OPERATING | 4 | 2018-09-25
EUE05077 | K6-1141 | PWR MANHOLE P15 S OF SATURN CSWY MSS AREA | Manholes | EHV | PM | FOS | OPERATING | 4 | 2021-12-15
EUE05077N | K6-1141 | PWR MANHOLE E77N | Manholes | EHV | PM | FOS | OPERATING | 4 | 2018-09-27
EUE05078 | K6-1141 | PWR MANHOLE PCV1 MSS AREA | Manholes | EHV | PM | FOS | OPERATING | 4 | 2024-01-25
EUE05078N | K6-1141 | PWR MANHOLE E78N | Manholes | EHV | PM | FOS | OPERATING | 4 | 2018-10-01
EUE05079 | K6-1141 | PWR MANHOLE P17 S OF SATRUN CSWY MSS AREA | Manholes | EHV | PM | FOS | OPERATING | 4 | 2017-12-08
EUE05079N | K6-1141 | PWR MANHOLE E79N | Manholes | EHV | PM | FOS | OPERATING | 4 | 2018-10-03
EUE05080 | K6-1141 | PWR MANHOLE P18 JUNCTION OF CRLWY TO PADS | Manholes | EHV | PM | FOS | OPERATING | 4 | 2021-11-18
EUE05081 | K6-1141 | PWR MANHOLE P19 S OF CRLWY | Manholes | EHV | PM | FOS | OPERATING | 4 | 2017-12-08
EUE05082 | K6-1141 | PWR MANHOLE P20 N OF CRLWY TOWARD PAD B | Manholes | EHV | PM | FOS | OPERATING | 4 | 2017-11-07
EUE05083 | K6-1141 | PWR MANHOLE P21 S OF CRLWY TOWARD PAD A | Manholes | EHV | PM | FOS | OPERATING | 4 | 2017-11-07
EUE05084 | K6-1141 | PWR MANHOLE P22 S OF CRLWY TOWARD PAD A | Manholes | EHV | PM | FOS | OPERATING | 4 | 2021-11-19
EUE05085 | K6-1141 | PWR MANHOLE P23 S OF CRLWY TOWARD PAD A | Manholes | EHV | PM | FOS | OPERATING | 4 | 2021-11-19
EUE05086 | K6-1141 | PWR MANHOLE P24 S OF CRLWY TOWARD PAD A | Manholes | EHV | PM | FOS | OPERATING | 4 | 2017-11-21
EUE05087 | K6-1141 | PWR MANHOLE P25 S OF CRLWY TOWARD PAD A | Manholes | EHV | PM | FOS | OPERATING | 4 | 2017-11-22
EUE05088 | K6-1141 | PWR MANHOLE P26 S OF CRLWY TOWARD PAD A | Manholes | EHV | PM | FOS | OPERATING | 4 | 2021-11-23
EUE05089 | K6-1141 | PWR MANHOLE P27 S OF CRLWY TOWARD PAD A | Manholes | EHV | PM | FOS | OPERATING | 4 | 2021-11-23
EUE05090 | K6-1141 | PWR MANHOLE P28 PAD A | Manholes | EHV | PM | FOS | OPERATING | 4 | 2018-02-27
EUE05091 | K6-1141 | PWR MANHOLE P29 PAD A | Manholes | EHV | PM | FOS | OPERATING | 4 | 2018-02-27
EUE05092 | K6-1141 | PWR MANHOLE P30 PAD A | Manholes | EHV | PM | FOS | OPERATING | 4 | 2018-08-20
EUE05093 | K6-1141 | PWR MANHOLE P31 PAD A | Manholes | EHV | PM | FOS | OPERATING | 4 | 2018-06-29
EUE05094 | K6-1141 | PWR MANHOLE P32 PAD A | Manholes | EHV | PM | FOS | OPERATING | 4 | 2018-06-29
EUE05095 | K6-1141 | PWR MANHOLE P33 PAD A | Manholes | EHV | PM | FOS | OPERATING | 4 | 2018-03-01
EUE05096 | K6-1141 | PWR MANHOLE P34 PAD A | Manholes | EHV | PM | FOS | OPERATING | 3 | 2022-01-11
EUE05097 | K6-1141 | PWR MANHOLE P35 PAD A | Manholes | EHV | PM | FOS | OPERATING | 4 | 2022-01-12
EUE05098 | K6-1141 | PWR MANHOLE P36 PAD A | Manholes | EHV | PM | FOS | OPERATING | 3 | 2022-01-12
EUE05099 | K6-1141 | PWR MANHOLE P37 PAD A | Manholes | EHV | PM | FOS | OPERATING | 4 | 2018-07-03
EUE05100 | K6-1141 | PWR MANHOLE P38 PAD A | Manholes | EHV | PM | FOS | OPERATING | 4 | 2022-01-20
EUE05101 | K6-1141 | PWR MANHOLE P39 PAD A | Manholes | EHV | PM | FOS | OPERATING | 4 | 2022-01-19
EUE05102 | K6-1141 | PWR MANHOLE P40 PAD A | Manholes | EHV | PM | FOS | OPERATING | 4 | 2022-01-19
EUE05103 | K6-1141 | PWR MANHOLE P41 E OF CRLWY TOWARD PAD B | Manholes | EHV | PM | FOS | OPERATING | 4 | 2022-01-26
EUE05104 | K6-1141 | PWR MANHOLE P42 E OF CRLWY TOWARD PAD B | Manholes | EHV | PM | FOS | OPERATING | 4 | 2022-02-04
EUE05105 | K6-1141 | PWR MANHOLE P43 E OF CRLWY TOWARD PAD B | Manholes | EHV | PM | FOS | OPERATING | 4 | 2023-12-14
EUE05106 | K6-1141 | PWR MANHOLE P44 E OF CRLWY TOWARD PAD B | Manholes | EHV | PM | FOS | OPERATING | 4 | 2018-02-07
EUE05107 | K6-1141 | PWR MANHOLE P45 E OF CRLWY TOWARD PAD B | Manholes | EHV | PM | FOS | OPERATING | 4 | 2018-02-07
EUE05108 | K6-1141 | PWR MANHOLE P46 E OF CRLWY TOWARD PAD B | Manholes | EHV | PM | FOS | OPERATING | 4 | 2023-06-06
EUE05109 | K6-1141 | PWR MANHOLE P47 E OF CRLWY TOWARD PAD B | Manholes | EHV | PM | FOS | OPERATING | 4 | 2023-05-17
EUE05110 | K6-1141 | PWR MANHOLE P48 E OF CRLWY TOWARD PAD B | Manholes | EHV | PM | FOS | OPERATING | 4 | 2023-05-05
EUE05111 | K6-1141 | PWR MANHOLE P49 E OF CRLWY TOWARD PAD B | Manholes | EHV | PM | FOS | OPERATING | 4 | 2023-05-05
EUE05112 | K6-1141 | PWR MANHOLE PCV3 TOWARD PAD B | Manholes | EHV | PM | FOS | OPERATING | 2 | 2020-09-10
EUE05114 | K6-1141 | PWR MANHOLE PCV4 PAD B | Manholes | EHV | PM | FOS | OPERATING | 4 | 2024-01-22
EUE05115 | K6-1141 | PWR MANHOLE P50 E OF CRLWY TOWARD PAD B | Manholes | EHV | PM | FOS | OPERATING | 4 | 2023-05-08
EUE05116 | K6-1141 | PWR MANHOLE P51 E OF CRLWY TOWARD PAD B | Manholes | EHV | PM | FOS | OPERATING | 4 | 2018-02-21
EUE05117 | K6-1141 | PWR MANHOLE P52 E OF CRLWY TOWARD PAD B | Manholes | EHV | PM | FOS | OPERATING | 4 | 2018-03-07
EUE05118 | K6-1141 | PWR MANHOLE P53 E OF CRLWY TOWARD PAD B | Manholes | EHV | PM | FOS | OPERATING | 3 | 2023-06-27
EUE05119 | K6-1141 | PWR MANHOLE P54 E OF CRLWY TOWARD PAD B | Manholes | EHV | PM | FOS | OPERATING | 4 | 2023-05-12
EUE05120 | K6-1141 | PWR MANHOLE P55 E OF CRLWY TOWARD PAD B | Manholes | EHV | PM | FOS | OPERATING | 4 | 2023-05-12
EUE05121 | K6-1141 | PWR MANHOLE P56 W OF CRLWY TOWARD PAD B | Manholes | EHV | PM | FOS | OPERATING | 4 | 2018-03-13
EUE05122 | K6-1141 | PWR MANHOLE P31B PAD B | Manholes | EHV | PM | FOS | OPERATING | 4 | 2018-03-13
EUE05123 | K6-1141 | PWR MANHOLE P32B PAD B | Manholes | EHV | PM | FOS | OPERATING | 4 | 2018-03-14
EUE05124 | K6-1141 | PWR MANHOLE P33B PAD B | Manholes | EHV | PM | FOS | OPERATING | 4 | 2024-01-20
EUE05125 | K6-1141 | PWR MANHOLE P34B PAD B | Manholes | EHV | PM | FOS | OPERATING | 3 | 2024-01-06
EUE05126 | K6-1141 | PWR MANHOLE P35B PAD B | Manholes | EHV | PM | FOS | OPERATING | 4 | 2018-03-20
EUE05127 | K6-1141 | PWR MANHOLE P36B PAD B | Manholes | EHV | PM | FOS | OPERATING | 4 | 2024-01-26
EUE05128 | K6-1141 | PWR MANHOLE P37B PAD B | Manholes | EHV | PM | FOS | OPERATING | 3 | 2024-01-26
EUE05129 | K6-1141 | PWR MANHOLE P38B PAD B | Manholes | EHV | PM | FOS | OPERATING | 4 | 2024-01-26
EUE05130 | K6-1141 | PWR MANHOLE P39B PAD B | Manholes | EHV | PM | FOS | OPERATING | 4 | 2024-01-26
EUE05131 | K6-1141 | PWR MANHOLE P40B PAD B | Manholes | EHV | PM | FOS | OPERATING | 4 | 2024-01-22
EUE05132 | K6-1141 | PWR MANHOLE P17B PAD B | Manholes | EHV | PM | FOS | OPERATING | 3 | 2024-01-20
EUE05133 | K6-1141 | PWR MANHOLE EPS1 PRESS SITE AREA | Manholes | EHV | PM | FOS | OPERATING | 4 | 2019-07-23
EUE05134 | K6-1141 | PWR MANHOLE EPS2 PRESS SITE AREA | Manholes | EHV | PM | FOS | OPERATING | 4 | 2019-07-23
EUE05135 | K6-1141 | PWR MANHOLE EPS3 PRESS SITE AREA | Manholes | EHV | PM | FOS | OPERATING | 4 | 2019-02-01
EUE05145 | K6-1141 | PWR MANHOLE P41A PAD A | Manholes | EHV | PM | FOS | OPERATING | 4 | 2018-07-11
EUE05146 | K6-1141 | PWR MANHOLE P42A PAD A | Manholes | EHV | PM | FOS | OPERATING | 4 | 2022-01-25
EUE05147 | K6-1141 | PWR MANHOLE P43A PAD A | Manholes | EHV | PM | FOS | OPERATING | 4 | 2022-01-20
EUE05148 | K6-1141 | PWR MANHOLE P44A PAD A | Manholes | EHV | PM | FOS | OPERATING | 4 | 2022-01-25
EUE05149 | K6-1141 | PWR MANHOLE PCV2 PAD A | Manholes | EHV | PM | FOS | OPERATING | 2 | 2020-08-10
EUE05150 | K6-1141 | PWR MANHOLE E50 TYPE J3 SLF TOWAY | Manholes | EHV | PM | FOS | OPERATING | 4 | 2020-12-23
EUE05151 | K6-1141 | PWR MANHOLE E51 TYPE TT SLF TOWAY | Manholes | EHV | PM | FOS | OPERATING | 4 | 2021-01-06
EUE05152 | K6-1141 | PWR MANHOLE E52 TYPE AA SLF TOWAY | Manholes | EHV | PM | FOS | OPERATING | 4 | 2021-01-06
EUE05153 | K6-1141 | PWR MANHOLE E53 TYPE AA SLF TOWAY | Manholes | EHV | PM | FOS | OPERATING | 4 | 2021-01-12
EUE05154 | K6-1141 | PWR MANHOLE E54 TYPE AA SLF TOWAY | Manholes | EHV | PM | FOS | OPERATING | 4 | 2021-01-12
EUE05155 | K6-1141 | PWR MANHOLE E55 TYPE AA SLF TOWAY | Manholes | EHV | PM | FOS | OPERATING | 4 | 2021-01-13
EUE05156 | K6-1141 | PWR MANHOLE E56 TYPE AA SLF TOWAY | Manholes | EHV | PM | FOS | OPERATING | 4 | 2021-03-10
EUE05157 | K6-1141 | PWR MANHOLE E57 TYPE AA SLF TOWAY | Manholes | EHV | PM | FOS | OPERATING | 4 | 2021-03-10
EUE05158 | K6-1141 | PWR MANHOLE E58 TYPE AA SLF TOWAY | Manholes | EHV | PM | FOS | OPERATING | 4 | 2021-02-05
EUE05159 | K6-1141 | PWR MANHOLE E59 TYPE AA SLF TOWAY | Manholes | EHV | PM | FOS | OPERATING | 4 | 2021-02-05
EUE05160 | K6-1141 | PWR MANHOLE E60 TYPE AA SLF TOWAY | Manholes | EHV | PM | FOS | OPERATING | 4 | 2021-02-10
EUE05161 | K6-1141 | PWR MANHOLE E61 TYPE AA SLF TOWAY | Manholes | EHV | PM | FOS | OPERATING | 4 | 2021-02-10
EUE05162 | K6-1141 | PWR MANHOLE E62 TYPE AA SLF TOWAY | Manholes | EHV | PM | FOS | OPERATING | 3 | 2021-02-17
EUE05163 | K6-1141 | PWR MANHOLE E63 TYPE AA SLF TOWAY | Manholes | EHV | PM | FOS | OPERATING | 4 | 2021-02-17
EUE05164 | K6-1141 | PWR MANHOLE E64 TYPE V1 SLF TOWAY | Manholes | EHV | PM | FOS | OPERATING | 3 | 2021-03-04
EUE05165 | K6-1141 | PWR MANHOLE E65 TYPE AA SLF TAXIWAY | Manholes | EHV | PM | FOS | OPERATING | 4 | 2021-03-11
EUE05166 | K6-1141 | PWR MANHOLE E66 TYPE LL SLF | Manholes | EHV | PM | FOS | OPERATING | 4 | 2021-03-11
EUE05167 | K6-1141 | PWR MANHOLE E67 TYPE AA SLF S RUNWAY | Manholes | EHV | PM | FOS | OPERATING | 4 | 2018-08-21
EUE05169 | K6-1141 | PWR MANHOLE E69 TYPE G | Manholes | EHV | PM | FOS | OPERATING | 4 | 2023-06-08
EUE05170 | K6-1141 | PWR MANHOLE E70 TYPE G KENDY PKWY SATURN | Manholes | EHV | PM | FOS | OPERATING | 3 | 2022-07-12
EUE05171 | K6-1141 | PWR MANHOLE E71 TYPE G S CONTRACTOR RD | Manholes | EHV | PM | FOS | OPERATING | 4 | 2023-06-08
EUE05172 | K6-1141 | PWR MANHOLE E72 TYPE G SATURN CSWY/CONTR | Manholes | EHV | PM | FOS | OPERATING | 4 | 2023-06-12
EUE05173 | K6-1141 | PWR MANHOLE E72A TYPE L E CONTRACTOR RD | Manholes | EHV | PM | FOS | OPERATING | 4 | 2023-06-12
EUE05174 | K6-1141 | PWR MANHOLE E73 TYPE G E CONTRACTOR RD | Manholes | EHV | PM | FOS | OPERATING | 4 | 2023-06-20
EUE05175 | K6-1141 | PWR MANHOLE E73A TYPE L E CONTRACTOR RD | Manholes | EHV | PM | FOS | OPERATING | 4 | 2023-06-05
EUE05176 | K6-1141 | PWR MANHOLE E74 TYPE G E CONTRACTOR RD | Manholes | EHV | PM | FOS | OPERATING | 4 | 2023-06-26
EUE05177 | K6-1141 | PWR MANHOLE E75 TYPE G E CONTRACTOR RD | Manholes | EHV | PM | FOS | OPERATING | 4 | 2022-07-12
EUE05177E | K6-1141 | PWR MANHOLE E75E | Manholes | EHV | PM | FOS | OPERATING | 4 | 2023-07-13
EUE05177F | K6-1141 | PWR MANHOLE E75F | Manholes | EHV | PM | FOS | OPERATING | 4 | 2023-06-29
EUE05177G | K6-1141 | PWR MANHOLE E75G | Manholes | EHV | PM | FOS | OPERATING | 4 | 2023-06-29
EUE05178 | K6-1141 | PWR MANHOLE E75A TYPE G E CONTRACTOR RD | Manholes | EHV | PM | FOS | OPERATING | 4 | 2024-03-12
EUE05179 | K6-1141 | PWR MANHOLE E75B TYPE G | Manholes | EHV | PM | FOS | OPERATING | 4 | 2024-03-12
EUE05179C | K6-1141 | PWR MANHOLE E75C | Manholes | EHV | PM | FOS | OPERATING | 4 | 2023-07-13
EUE05179D | K6-1141 | PWR MANHOLE E75D | Manholes | EHV | PM | FOS | OPERATING | 4 | 2023-06-26
EUE05180 | K6-1141 | PWR MANHOLE E76 TYPE G E CONTRACTOR RD | Manholes | EHV | PM | FOS | OPERATING | 4 | 2024-03-12
EUE05181 | K6-1141 | PWR MANHOLE E76A TYPE L E CONTRACTOR RD | Manholes | EHV | PM | FOS | OPERATING | 4 | 2024-03-12
EUE05182 | K6-1141 | PWR MANHOLE E78 TYPE G E CONTRACTOR RD | Manholes | EHV | PM | FOS | OPERATING | 4 | 2023-09-05
EUE05182A | K6-1141 | PWR MANHOLE E79 | Manholes | EHV | PM | FOS | OPERATING | 4 | 2023-09-07
EUE05183 | K6-1141 | PWR MANHOLE E78A TYPE G E CONTRACTOR RD | Manholes | EHV | PM | FOS | OPERATING | 4 | 2023-09-05
EUE05184 | K6-1141 | PWR MANHOLE E80 TYPE V1 E CONTRACTOR RD | Manholes | EHV | PM | FOS | OPERATING | 4 | 2023-09-14
EUE05185 | K6-1141 | PWR MANHOLE E80A TYPE V1 E CONTRACTOR RD | Manholes | EHV | PM | FOS | OPERATING | 4 | 2018-07-17
EUE05186 | K6-1141 | PWR MANHOLE E81 TYPE G E CONTRACTOR RD | Manholes | EHV | PM | FOS | OPERATING | 4 | 2023-09-07
EUE05187 | K6-1141 | PWR MANHOLE E82 TYPE G E CONTRACTOR RD | Manholes | EHV | PM | FOS | OPERATING | 4 | 2023-09-25
EUE05188 | K6-1141 | PWR MANHOLE E82A TYPE G E CONTRACTOR RD | Manholes | EHV | PM | FOS | OPERATING | 4 | 2023-09-25
EUE05189 | K6-1141 | PWR MANHOLE E82B TYPE G W CONTRACTOR RD | Manholes | EHV | N/A | NAB | DECOMMISSIONED | 5 | 2014-07-14
EUE05190 | K6-1141 | PWR MANHOLE E305A TYPE G S SCHWARTZ RD | Manholes | EHV | PM | FOS | OPERATING | 4 | 2018-07-31
EUE05191 | K6-1141 | PWR MANHOLE E305B | Manholes | EHV | N/A | NAB | DECOMMISSIONED | 4 | 2014-07-30
EUE05192 | K6-1141 | PWR MANHOLE E27B OMRF AREA | Manholes | EHV | PM | FOS | OPERATING | 4 | 2020-12-29
EUE05193 | K6-1141 | PWR MANHOLE E63A | Manholes | EHV | PM | FOS | OPERATING | 4 | 2021-02-18
EUE05194 | K6-1141 | PWR MANHOLE E63B | Manholes | EHV | PM | FOS | OPERATING | 4 | 2021-02-18
EUE05194E | K6-1141 | PWR MANHOLE E63E | Manholes | EHV | PM | FOS | OPERATING | 3 | 2021-03-04
EUE05195 | K6-1141 | PWR MANHOLE E63C | Manholes | EHV | PM | FOS | OPERATING | 4 | 2021-02-23
EUE05195D | K6-1141 | PWR MANHOLE E63D | Manholes | EHV | PM | FOS | OPERATING | 4 | 2021-02-23
EUE05196 | K6-1141 | PWR MANHOLE E40 A, 300' S. OF OPF | Manholes | EHV | PM | FOS | OPERATING | 3 | 2020-12-08
EUE05306 | K6-1141 | PWR MANHOLE E306 | Manholes | EHV | PM | FOS | OPERATING | 4 | 2018-08-01
EUE05307 | K6-1141 | PWR MANHOLE E307 | Manholes | EHV | PM | FOS | OPERATING | 4 | 2022-08-19
EUE05308 | K6-1141 | PWR MANHOLE E308 | Manholes | EHV | PM | FOS | OPERATING | 4 | 2022-08-23
EUE05309 | K6-1141 | PWR MANHOLE E309 | Manholes | EHV | PM | FOS | OPERATING | 4 | 2022-08-23
EUE05310 | K6-1141 | PWR MANHOLE E310 | Manholes | EHV | PM | FOS | OPERATING | 4 | 2022-08-25
EUE05311 | K6-1141 | PWR MANHOLE E311 | Manholes | EHV | PM | FOS | OPERATING | 4 | 2022-08-25
EUE05312 | K6-1141 | PWR MANHOLE E312 | Manholes | EHV | PM | FOS | OPERATING | 4 | 2022-08-19
EUE05313 | K6-1141 | PWR MANHOLE E313 | Manholes | EHV | PM | FOS | OPERATING | 4 | 2022-09-07
EUE05315 | K6-1141 | PWR MANHOLE E315 | Manholes | EHV | PM | FOS | OPERATING | 4 | 2022-09-07
EUE05605 | K6-1141 | PWR MANHOLE 605 | Manholes | EHV | PM | FOS | OPERATING | 4 | 2018-10-03
EUE05606 | K6-1141 | PWR MANHOLE 606 | Manholes | EHV | PM | FOS | OPERATING | 3 | 2018-10-09
EUE05607 | K6-1141 | PWR MANHOLE 607 | Manholes | EHV | PM | FOS | OPERATING | 2 | 2021-04-13
EUE05608 | K6-1141 | PWR MANHOLE 608 | Manholes | EHV | PM | FOS | OPERATING | 4 | 2018-10-08
EUE05609 | K6-1141 | PWR MANHOLE 609 | Manholes | EHV | PM | FOS | OPERATING | 4 | 2018-10-08
EUE05611 | K6-1141 | PWR MANHOLE 611 | Manholes | EHV | PM | FOS | OPERATING | 3 | 2018-10-25
EUE05612 | K6-1141 | PWR MANHOLE E38 | Manholes | EHV | PM | FOS | OPERATING | 3 | 2020-12-08
EUE05C5A | K6-1141A | PWR MANHOLE PCV C5A | Manholes | EHV | PM | FOS | OPERATING | 4 | 2024-04-25
EUE06001 | K6-1141A | VACUUM CIRCUIT BREAKER 15KV C5-A TS-9 CUB 1B | Circuit Breaker-VCB-C5/Orsino | EHV | PM/PT | FOS | OPERATING | 4 | 2023-12-05
EUE0600101-R1 | K6-1141A | Relay, Schweitzer Type SEL-751A, Overcurrent, C5A VCB TS9 | Relays-MV | EHV | PM | FOS | OPERATING | 4 | 2022-01-07
EUE0600103 | K6-1141A | RELAY, UNDER/OVER VOLTAGE T 9 BUS | Relays-MV | EHV | PM | FOS | OPERATING | 4 | 2022-01-25
EUE06004 | K6-1141A | VACUUM CIRCUIT BREAKER 15KV C5-A CT-4 CUB 2B | Circuit Breaker-VCB-C5/Orsino | EHV | PM/PT | FOS | OPERATING | 4 | 2023-08-23
EUE0600401-R1 | K6-1141A | Relay, Schweitzer Type SEL-751A, Overcurrent, C5A VCB CT4 | Relays-MV | EHV | PM | FOS | OPERATING | 4 | 2022-02-02
EUE06005 | K6-1141A | VACUUM CIRCUIT BREAKER 15KV C5-A SP CUB 3A | Circuit Breaker-VCB-C5/Orsino | EHV | PM/PT | FOS | OPERATING | 4 | 2023-06-07
EUE0600501-R1 | K6-1141A | Relay, Schweitzer Type SEL-751A, Overcurrent, C5A VCB SPARE | Relays-MV | EHV | PM | FOS | OPERATING | 4 | 2022-01-11
EUE06006 | K6-1141A | VACUUM CIRCUIT BREAKER 15KV C5-A FDR 517 CUB 4A | Circuit Breaker-VCB-C5/Orsino | EHV | PM/PT | FOS | OPERATING | 4 | 2023-06-07
EUE0600601-R1 | K6-1141A | Relay, Schweitzer Type SEL-751A, Overcurrent, C5A VCB 517 | Relays-MV | EHV | PM | FOS | OPERATING | 4 | 2022-01-10
EUE06007 | K6-1141A | VACUUM CIRCUIT BREAKER 15KV C5-A FDR 601 CUB 5A | Circuit Breaker-VCB-C5/Orsino | EHV | PM/PT | FOS | OPERATING | 4 | 2023-09-01
EUE0600701-R1 | K6-1141A | Relay, Schweitzer Type SEL-751A, Overcurrent, C5A VCB 601 | Relays-MV | EHV | PM | FOS | OPERATING | 4 | 2022-01-11
EUE06008 | K6-1141A | VACUUM CIRCUIT BREAKER 15KV C5-A FDR 610 CUB 6A | Circuit Breaker-VCB-C5/Orsino | EHV | PM/PT | FOS | OPERATING | 3 | 2023-08-02
EUE0600801-R1 | K6-1141A | Relay, Schweitzer Type SEL-751A, Overcurrent, C5A VCB 610 | Relays-MV | EHV | PM | FOS | OPERATING | 4 | 2022-01-20
EUE06009 | K6-1141A | VACUUM CIRCUIT BREAKER 15KV C5-A FDR 620 CUB 7A | Circuit Breaker-VCB-C5/Orsino | EHV | PM/PT | FOS | OPERATING | 4 | 2023-07-25
EUE0600901-R1 | K6-1141A | Relay, Schweitzer Type SEL-751A, Overcurrent, C5A VCB 620 | Relays-MV | EHV | PM | FOS | OPERATING | 4 | 2022-01-25
EUE06010 | K6-1141A | VACUUM CIRCUIT BREAKER 15KV C5-A FDR 611 CUB 8A | Circuit Breaker-VCB-C5/Orsino | EHV | PM/PT | FOS | OPERATING | 4 | 2023-08-04
EUE0601001-R1 | K6-1141A | Relay, Schweitzer Type SEL-751A, Overcurrent, C5A VCB 613 | Relays-MV | EHV | PM | FOS | OPERATING | 4 | 2022-01-20
EUE06011 | K6-1141A | VACUUM CIRCUIT BREAKER 15KV C5-A STA SER 4 CUB 9B | Circuit Breaker-VCB-C5/Orsino | EHV | PM/PT | FOS | OPERATING | 4 | 2023-02-01
EUE0601101-R1 | K6-1141A | Relay, Schweitzer Type SEL-751A, Overcurrent, C5A VCB STA. SVC. XFMR SS4 | Relays-MV | EHV | PM | FOS | OPERATING | 4 | 2022-01-20
EUE06012 | K6-1141A | VACUUM CIRCUIT BREAKER 15KV C5-A BUS TIE BT2 CUB 10A | Circuit Breaker-VCB-C5/Orsino | EHV | PM/PT | FOS | OPERATING | 4 | 2023-05-16
EUE0601201-R1 | K6-1141A | Relay, Schweitzer Type SEL-751A, Overcurrent, C5A VCB TIE A-B | Relays-MV | EHV | PM | FOS | OPERATING | 4 | 2022-01-20
EUE07001 | K6-1141A | VACUUM CIRCUIT BREAKER 15KV C5-A TS-10 CUB 18B | Circuit Breaker-VCB-C5/Orsino | EHV | PM/PT | FOS | OPERATING | 3 | 2021-10-25
EUE0700101-R1 | K6-1141A | Relay, Schweitzer Type SEL-751A, Overcurrent, C5A VCB TS10 | Relays-MV | EHV | PM | FOS | OPERATING | 4 | 2022-01-20
EUE0700103 | K6-1141A | RELAY, UNDER/OVER VOLTAGE BUS 5 | Relays-MV | EHV | PM | FOS | OPERATING | 4 | 2022-01-25
EUE07004 | K6-1141A | VACUUM CIRCUIT BREAKER 15KV C5-A CT-5 CUB 17B | Circuit Breaker-VCB-C5/Orsino | EHV | PM/PT | FOS | OPERATING | 4 | 2023-08-16
EUE0700401-R1 | K6-1141A | Relay, Schweitzer Type SEL-751A, Overcurrent, C5A VCB CT5 | Relays-MV | EHV | PM | FOS | OPERATING | 4 | 2022-01-21
EUE07005 | K6-1141A | VACUUM CIRCUIT BREAKER 15KV C5A FDR 606 CUB 16A | Circuit Breaker-VCB-C5/Orsino | EHV | PM/PT | FOS | OPERATING | 4 | 2023-08-29
EUE0700501-R1 | K6-1141A | Relay, Schweitzer Type SEL-751A, Overcurrent, C5A VCB 606 | Relays-MV | EHV | PM | FOS | OPERATING | 4 | 2022-01-25
EUE07006 | K6-1141A | VACUUM CIRCUIT BREAKER 15 KV C5A FDR 608 CUB 15A | Circuit Breaker-VCB-C5/Orsino | EHV | PM/PT | FOS | OPERATING | 4 | 2023-08-30
EUE0700601-R1 | K6-1141A | Relay, Schweitzer Type SEL-751A, Overcurrent, C5A VCB 608 | Relays-MV | EHV | PM | FOS | OPERATING | 4 | 2022-01-19
EUE07007 | K6-1141A | VACUUM CIRCUIT BREAKER 15KV C5-A SP CUB 14A | Circuit Breaker-VCB-C5/Orsino | EHV | PM/PT | FOS | OPERATING | 4 | 2023-06-24
EUE0700701-R1 | K6-1141A | Relay, Schweitzer Type SEL-751A, Overcurrent, C5A VCB SPARE | Relays-MV | EHV | PM | FOS | OPERATING | 4 | 2022-01-19
EUE07008 | K6-1141A | VACUUM CIRCUIT BREAKER 15KV C5-A FDR 607 CUB 13A | Circuit Breaker-VCB-C5/Orsino | EHV | PM/PT | FOS | OPERATING | 4 | 2023-08-01
EUE0700801-R1 | K6-1141A | Relay, Schweitzer Type SEL-751A, Overcurrent, C5A VCB 607 | Relays-MV | EHV | PM | FOS | OPERATING | 4 | 2022-01-14
EUE07009 | K6-1141A | VACUUM CIRCUIT BREAKER 15KV C5-A FDR 604 CUB 12A | Circuit Breaker-VCB-C5/Orsino | EHV | PM/PT | FOS | OPERATING | 4 | 2023-08-11
EUE0700901-R1 | K6-1141A | Relay, Schweitzer Type SEL-751A, Overcurrent, C5A VCB 604 | Relays-MV | EHV | PM | FOS | OPERATING | 4 | 2022-01-19
EUE07010 | K6-1141A | VACUUM CIRCUIT BREAKER 15KV C5-A FDR 616 CUB 11A | Circuit Breaker-VCB-C5/Orsino | EHV | PM/PT | FOS | OPERATING | 4 | 2023-08-10
EUE0701001-R1 | K6-1141A | Relay, Schweitzer Type SEL-751A, Overcurrent, C5A VCB 616 | Relays-MV | EHV | PM | FOS | OPERATING | 4 | 2022-01-19
EUE07011 | K6-1141A | VACUUM CIRCUIT BREAKER 15KV C5A STA SER 5 CUB 10B | Circuit Breaker-VCB-C5/Orsino | EHV | PM/PT | FOS | OPERATING | 4 | 2023-01-31
EUE0701101-R1 | K6-1141A | Relay, Schweitzer Type SEL-751A, Overcurrent, C5A VCB STA. SVC. XFMR SS5 | Relays-MV | EHV | PM | FOS | OPERATING | 4 | 2022-02-02
EUE09100 | K6-1141 | VFI 100 15.5KV 630A S# 637-05-0063 G&W | Vacuum Fault Interrupter | EHV | N/A | XSD | DECOMMISSIONED | 1 | 2017-12-20
EUE0910001 | K6-1141 | RELAY, 3PH GRND OVERCURRENT RELAY, G&W | Relays-MV | EHV | N/A | XSD | DECOMMISSIONED | 3 | 2018-03-21
EUE09100-R1 | K6-1141 | VFR 100 15.5KV 800A 1 RECLOSER SOLID DIELECTRIC G&W | Vacuum Fault Recloser | EHV | PM/PT | FOS | OPERATING | 4 | 2024-02-02
EUE091033 | K6-1141 | LBS 1033 15.5KV 600A S622-92-0114 G&W | Load Break Switch | EHV | N/A | XSD | DECOMMISSIONED | 2 | 2014-10-22
EUE091033-R1 | K6-1141 | LBS 1033 15.5KV 630A 1 POS SOLID DIELECTRIC G&W | Load Break Switch | EHV | PT | FOS | OPERATING | 4 | 2024-01-18
EUE09301 | K6-1141 | LBS 301 15KV 600A S#613-01-0010 G&W | Load Break Switch | EHV | PT | FOS | OPERATING | 4 | 2024-02-28
EUE09302 | K6-1141 | VFI 302 15.5KV 630A S#643-05-0041 G&W | Vacuum Fault Interrupter | EHV | PT | FOS | OPERATING | 4 | 2024-03-13
EUE0930250 | K6-1141 | RELAY, VFI 302-V1, MULTI PHASE | Relays-MV | EHV | PM | FOS | OPERATING | 4 | 2024-02-20
EUE0930251 | K6-1141 | RELAY, VFI 302-V2, MULTI PHASE | Relays-MV | EHV | PM | FOS | OPERATING | 4 | 2024-02-20
EUE0930252 | K6-1141 | RELAY, VFI 302-V3, MULTI PHASE | Relays-MV | EHV | PM | FOS | OPERATING | 4 | 2024-02-20
EUE09303 | K6-1141 | VFI 303 15KV 600A S#643-01-0020 G&W | Vacuum Fault Interrupter | EHV | PT | FOS | OPERATING | 4 | 2023-12-27
EUE0930358 | K6-1141 | Relay, G&W Type 3, Overcurrent, VFI 303 Position V1 | Relays-MV | EHV | PM | FOS | OPERATING | 4 | 2024-01-04
EUE09304 | K6-1141 | LBS 304 15KV 600A S#622-95-0140 G&W | Load Break Switch | EHV | N/A | XSD | DECOMMISSIONED | 2 | 2014-10-22
EUE09304-R1 | K6-1141 | VFI 304 15.5KV 630A 3 POS SOLID DIELECTRIC G&W | Vacuum Fault Interrupter | EHV | PT | FOS | OPERATING | 4 | 2024-02-29
EUE09304V1 | K6-1141 | Relay, G&W Type 3.1.0, Overcurrent, VFI-304 Position V1 | Relays-MV | EHV | PM | FOS | OPERATING | 4 | 2023-07-21
EUE09304V2 | K6-1141 | Relay, G&W Type 3.1.0, Overcurrent, VFI-304 Position V2 | Relays-MV | EHV | PM | FOS | OPERATING | 4 | 2023-07-24
EUE09305 | K6-1141 | LBS 305 15.5KV S#622-05-0015 G&W | Load Break Switch | EHV | PT | FOS | OPERATING | 4 | 2024-02-28
EUE09306 | K6-1141A | LBS 306 15KV 600A S#622-95-1039 G&W | Load Break Switch | EHV | PT | FOS | OPERATING | 2 | 2020-08-10
EUE09307 | K6-1141 | LBS 307 15KV 600A S#622-93-0105 G&W | Load Break Switch | EHV | PT | FOS | OPERATING | 2 | 2020-09-10
EUE09308 | K6-1141 | LBS 308 15KV 630A S#641-01-0009 G&W | Load Break Switch | EHV | PT | FOS | OPERATING | 4 | 2024-03-11
EUE09309 | K6-1141 | VFI 309 15.5KV 630A S#635-02-0001 G&W | Vacuum Fault Interrupter | EHV | PT | FOS | OPERATING | 4 | 2024-01-18
EUE0930970 | K6-1141 | RELAY MULTI PHASE TIME OVERCURRENT G&W | Relays-MV | EHV | PM | FOS | OPERATING | 4 | 2024-02-01
EUE09310-R1 | K6-1141 | LBS 310 15.5KV 600A 4 POSITIONS SF6 GAS G&W | Load Break Switch | EHV | N/A | XSD | DECOMMISSIONED | 5 | 2020-09-10
EUE09310-R2 | K6-1141 | VFI 310 15.5KV 630A 4 POS SOLID DIELECTRIC G&W | Vacuum Fault Interrupter | EHV | PM/PT | FOS | OPERATING | 4 | 2024-02-29
EUE09310V1 | K6-1141 | Relay, G&W Type 3.1.0, Overcurrent | Relays-MV | EHV | N/A | XSD | DECOMMISSIONED | 1 | 2023-01-17
EUE09310V2 | K6-1141 | Relay, G&W Type 3, Overcurrent, VFI 310 Position V2 | Relays-MV | EHV | PM | FOS | OPERATING | 5 | 2024-02-05
EUE09708 | K6-1141 | VFI 708 15KV 600A S#629-01-0133 G&W | Vacuum Fault Interrupter | EHV | PT | FOS | OPERATING | 3 | 2024-03-05
EUE0970854 | K6-1141 | Relay, G&W Type 3, Overcurrent, VFI 708 Position V1 | Relays-MV | EHV | PM | FOS | OPERATING | 4 | 2022-01-03
EUE0970856 | K6-1141 | Relay, G&W Type 3, Overcurrent, VFI 708 Position V2 | Relays-MV | EHV | PM | FOS | OPERATING | 4 | 2024-01-02
EUE0970857 | K6-1141 | Relay, G&W Type 3, Overcurrent, VFI 708 Position V3 | Relays-MV | EHV | PM | FOS | OPERATING | 4 | 2024-01-02
EUE09709 | K6-1141 | VFI 709 15KV 600A S#629-01-0134 G&W | Vacuum Fault Interrupter | EHV | PT | FOS | OPERATING | 4 | 2024-03-21
EUE0970909 | K6-1141 | Relay, G&W Type 3, Overcurrent, VFI 709 Position V1 | Relays-MV | EHV | PM | FOS | OPERATING | 4 | 2023-10-19
EUE0970910 | K6-1141 | Relay, G&W Type 3, Overcurrent, VFI 709 Position V2 | Relays-MV | EHV | PM | FOS | OPERATING | 4 | 2023-10-19
EUE0970911 | K6-1141 | Relay, G&W Type 3, Overcurrent, VFI 709 Position V3 | Relays-MV | EHV | PM | FOS | OPERATING | 4 | 2023-10-19
EUE09710 | K6-1141A | LBS 710 15KV 600A S#643-01-0012 G&W | Load Break Switch | EHV | PT | FOS | OPERATING | 4 | 2023-11-28
EUE09711 | K6-1141A | LBS 711 15KV 600A S#643-01-0011 G&W | Load Break Switch | EHV | PT | FOS | OPERATING | 2 | 2023-08-15
EUE09712 | K6-1141A | VFI 712 15KV 600A S#643-01-0015 G&W | Vacuum Fault Interrupter | EHV | PT | FOS | OPERATING | 3 | 2024-01-16
EUE0971207 | K6-1141A | Relay, G&W Type 3, Overcurrent, VFI 712 Position V1 | Relays-MV | EHV | PM | FOS | OPERATING | 4 | 2023-10-18
EUE0971208 | K6-1141A | Relay, G&W Type 3, Overcurrent, VFI 712 Position V2 | Relays-MV | EHV | PM | FOS | OPERATING | 4 | 2023-10-18
EUE09713 | K6-1141A | LBS 713 15 KV 600A S#622-95-0133 G&W | Load Break Switch | EHV | N/A | XSD | DECOMMISSIONED | 2 | 2015-01-09
EUE09713-R1 | K6-1141A | VFI 713 15.5KV 630A 5 POS SOLID DIELECTRIC G&W | Vacuum Fault Interrupter | EHV | PT | FOS | OPERATING | 4 | 2024-01-19
EUE09713V1 | K6-1141A | Relay, G&W Type 3.1.0, Overcurrent, VFI-713 Position V1 | Relays-MV | EHV | PM | FOS | OPERATING | 4 | 2023-07-04
EUE09713V2 | K6-1141A | Relay, G&W Type 3.1.0, Overcurrent, VFI-713 Position V2 | Relays-MV | EHV | PM | FOS | OPERATING | 4 | 2023-07-04
EUE09713V3 | K6-1141A | Relay, G&W Type 3.1.0, Overcurrent, VFI-713 Position V3 | Relays-MV | EHV | PM | FOS | OPERATING | 4 | 2023-07-04
EUE09714 | K6-1141A | VFI 714 15KV 600A S#V98097 3 POS SF6 GAS P-E | Vacuum Fault Interrupter | EHV | PT | FOS | OPERATING | 2 | 2023-01-19
EUE0971403 | K6-1141A | Relay, Basler BE1-50/51M, Overcurrent, VFI 714 Position 1, Phase A | Relays-MV | EHV | PM | FOS | OPERATING | 4 | 2023-10-17
EUE0971404 | K6-1141A | Relay, Basler BE1-50/51M, Overcurrent, VFI 714 Position 1, Phase B | Relays-MV | EHV | PM | FOS | OPERATING | 4 | 2023-10-17
EUE0971405 | K6-1141A | Relay, Basler BE1-50/51M, Overcurrent, VFI 714 Position 1, Phase C | Relays-MV | EHV | PM | FOS | OPERATING | 4 | 2023-10-17
EUE0971406 | K6-1141A | Relay, Basler BE1-50/51M, Overcurrent, VFI 714 Position 1, Ground | Relays-MV | EHV | PM | FOS | OPERATING | 4 | 2023-10-17
EUE09715 | K6-1141A | LBS 715 15KV 600A S#641-01-0007 G&W | Load Break Switch | EHV | PT | FOS | OPERATING | 3 | 2023-09-15
EUE09716 | K6-1141A | LBS 716 15KV 600A S#643-01-0009 G&W | Load Break Switch | EHV | PT | FOS | OPERATING | 4 | 2024-01-30
EUE09717 | K6-1141A | LBS 717 15KV 600A S#622-94-0060 G&W | Load Break Switch | EHV | PT | FOS | OPERATING | 2 | 2020-09-10
EUE09718 | K6-1141 | LBS 718 15.5KV 600A S#622-92-0086 G&W | Load Break Switch | EHV | N/A | XSD | DECOMMISSIONED | 2 | 2016-04-05
EUE09718-R1 | K6-1141A | VFI 718 15.5KV 630A 4 POSITIONS SOLID DIELECTRIC G&W | Vacuum Fault Interrupter | EHV | PM/PT | FOS | OPERATING | 4 | 2024-02-27
EUE09719 | K6-1141A | VFI 719 15.5KV 630A S#643-03-0033 G&W | Vacuum Fault Interrupter | EHV | PT | FOS | OPERATING | 4 | 2023-12-29
EUE0971981 | K6-1141A | Relay, G&W Type 3, Overcurrent, VFI 719 Position V1 | Relays-MV | EHV | PM | FOS | OPERATING | 4 | 2024-02-09
EUE0971982 | K6-1141A | Relay, G&W Type 3, Overcurrent, VFI 719 Position V2 | Relays-MV | EHV | PM | FOS | OPERATING | 4 | 2024-02-09
EUE09725 | K6-1141 | VFI 725 15KV 600A S#V98087 4 POS SF6 GAS P-E | Vacuum Fault Interrupter | EHV | PT | FOS | OPERATING | 2 | 2020-09-10
EUE0972501 | K6-1141 | Relay, Basler BE1-50/51M, Overcurrent, VFI 725 Position 1, Phase A | Relays-MV | EHV | PM/TS | FOS | OPERATING | 2 | 2020-04-10
EUE0972502 | K6-1141 | Relay, Basler BE1-50/51M, Overcurrent, VFI 725 Position 1, Phase B | Relays-MV | EHV | PM/TS | FOS | OPERATING | 2 | 2020-04-10
EUE0972503 | K6-1141 | Relay, Basler BE1-50/51M, Overcurrent, VFI 725 Position 1, Phase C | Relays-MV | EHV | PM/TS | FOS | OPERATING | 2 | 2020-04-10
EUE0972504 | K6-1141 | Relay, Basler BE1-50/51M, Overcurrent, VFI 725 Position 1, Ground | Relays-MV | EHV | PM/TS | FOS | OPERATING | 2 | 2020-04-10
EUE0972505 | K6-1141 | Relay, Basler BE1-50/51M, Overcurrent, VFI 725 Position 2, Phase A | Relays-MV | EHV | PM/TS | FOS | OPERATING | 2 | 2020-04-10
EUE0972506 | K6-1141 | Relay, Basler BE1-50/51M, Overcurrent, VFI 725 Position 2, Phase B | Relays-MV | EHV | PM/TS | FOS | OPERATING | 2 | 2020-04-10
EUE0972507 | K6-1141 | Relay, Basler BE1-50/51M, Overcurrent, VFI 725 Position 2, Phase C | Relays-MV | EHV | PM/TS | FOS | OPERATING | 2 | 2020-04-10
EUE0972508 | K6-1141 | Relay, Basler BE1-50/51M, Overcurrent, VFI 725 Position 2, Ground | Relays-MV | EHV | PM/TS | FOS | OPERATING | 2 | 2020-04-10
EUE0972509 | K6-1141 | Relay, Basler BE1-50/51M, Overcurrent, VFI 725 Position 3, Phase A | Relays-MV | EHV | PM/TS | FOS | OPERATING | 2 | 2020-04-10
EUE0972510 | K6-1141 | Relay, Basler BE1-50/51M, Overcurrent, VFI 725 Position 3, Phase B | Relays-MV | EHV | PM/TS | FOS | OPERATING | 2 | 2020-04-10
EUE0972511 | K6-1141 | Relay, Basler BE1-50/51M, Overcurrent, VFI 725 Position 3, Phase C | Relays-MV | EHV | PM/TS | FOS | OPERATING | 2 | 2020-04-10
EUE0972512 | K6-1141 | Relay, Basler BE1-50/51M, Overcurrent, VFI 725 Position 3, Ground | Relays-MV | EHV | PM/TS | FOS | OPERATING | 2 | 2020-04-10
EUE0972513 | K6-1141 | Relay, Basler BE1-50/51M, Overcurrent, VFI 725 Position 4, Phase A | Relays-MV | EHV | PM/TS | FOS | OPERATING | 2 | 2020-04-10
EUE0972514 | K6-1141 | Relay, Basler BE1-50/51M, Overcurrent, VFI 725 Position 4, Phase B | Relays-MV | EHV | PM/TS | FOS | OPERATING | 2 | 2020-04-10
EUE0972515 | K6-1141 | Relay, Basler BE1-50/51M, Overcurrent, VFI 725 Position 4, Phase C | Relays-MV | EHV | PM/TS | FOS | OPERATING | 2 | 2020-04-10
EUE0972516 | K6-1141 | Relay, Basler BE1-50/51M, Overcurrent, VFI 725 Position 4, Ground | Relays-MV | EHV | PM/TS | FOS | OPERATING | 2 | 2020-04-10
EUE09730 | K6-1141 | LBS 730 15.5KV 600A 4 POSITIONS SF6 GAS G&W | Load Break Switch | EHV | PT | FOS | OPERATING | 2 | 2020-08-10
EUE09731-R1 | K6-1141 | LBS 731 15.5KV 630A 6 POSITIONS SF6 GAS G&W | Load Break Switch | EHV | PT | FOS | OPERATING | 3 | 2024-01-17
EUE09732 | K6-1141 | VFI 732 13.8KV 600A G&W | Vacuum Fault Interrupter | EHV | PT | FOS | OPERATING | 4 | 2024-03-21
EUE0973259 | K6-1141 | Relay, G&W Type 3, Overcurrent, VFI 732 Position V1 | Relays-MV | EHV | PM | FOS | OPERATING | 4 | 2024-01-05
EUE0973260 | K6-1141 | Relay, G&W Type 3, Overcurrent, VFI 732 Position V2 | Relays-MV | EHV | PM | FOS | OPERATING | 4 | 2024-01-05
EUE09734 | K6-1141 | LBS 734 15.5KV 630A 3 POSITIONS SF6 GAS G&W | Load Break Switch | EHV | PT | FOS | OPERATING | 4 | 2024-02-27
EUE09735 | K6-1141 | LBS 735 15.5KV 600A S#622-95-0123 G&W | Load Break Switch | EHV | PT | FOS | OPERATING | 4 | 2024-01-18
EUE09736 | K6-1141A | LBS 736 15.5KV 600A 4 POSITIONS SF6 GAS G&W | Load Break Switch | EHV | PM | FOS | OPERATING | 2 | 2020-12-22
EUE09737 | K6-1141 | LBS 737 15.5KV 600A 4 POSITIONS SF6 GAS G&W | Load Break Switch | EHV | PT | FOS | OPERATING | 3 | 2024-03-22
EUE09738 | K6-1141 | LBS 738 15.5KV 600A 4 POSITIONS SF6 GAS G&W | Load Break Switch | EHV | N/A | XSD | DECOMMISSIONED | 2 | 2014-10-22
EUE09738-R1 | K6-1141 | VFI 738 15.5KV 630A 4 POS SOLID DIELECTRIC G&W | Vacuum Fault Interrupter | EHV | PT | FOS | OPERATING | 4 | 2024-04-12
EUE09738V1 | K6-1141 | Relay, G&W Type 3.1.0, Overcurrent, VFI-738 Position V1 | Relays-MV | EHV | PM | FOS | OPERATING | 4 | 2023-08-17
EUE09738V2 | K6-1141 | Relay, G&W Type 3.1.0, Overcurrent, VFI-738 Position V2 | Relays-MV | EHV | PM | FOS | OPERATING | 4 | 2023-08-17
EUE09739 | K6-1141 | LBS 739 15.5KV 600A 4 POSITIONS SF6 GAS G&W | Load Break Switch | EHV | PT | FOS | OPERATING | 4 | 2023-12-29
EUE09749 | K6-1141 | LBS 749 15KV 630A S#643-04-0040 G&W | Load Break Switch | EHV | PT | FOS | OPERATING | 4 | 2024-02-29
EUE09750 | K6-1141 | LBS 750 15.5KV 630A S#643-01-0005 G&W | Load Break Switch | EHV | PT | FOS | OPERATING | 4 | 2024-02-26
EUE09751 | K6-1141 | VFI 751 15KV 600A 2 POSITIONS SF6 GAS G&W | Vacuum Fault Interrupter | EHV | N/A | XSD | DECOMMISSIONED | 4 | 2021-09-15
EUE09751-R1 | K6-1141A | VFI 751 15.5KV 630A 3 POSITIONS SOLID DIELECTRIC G&W | Vacuum Fault Interrupter | EHV | PM/PT | FOS | OPERATING | 4 | 2024-03-07
EUE09759 | K6-1141 | LBS 759 15KV 600A S#622-94-0057, G&W | Load Break Switch | EHV | PT | FOS | OPERATING | 2 | 2021-10-06
EUE09761 | K6-1141 | VFI 761 15.5KV 630A, S#643-03-0011 G&W | Vacuum Fault Interrupter | EHV | PT | FOS | OPERATING | 4 | 2024-03-04
EUE09763-R1 | K6-1141 | LBS 763 15.5KV 630A 5 POSITIONS SF6 GAS G&W | Load Break Switch | EHV | PT | FOS | OPERATING | 2 | 2023-05-26
EUE09764-R1 | K6-1141A | VFI 764 15.5KV 630A 4 POSITIONS SF6 GAS G&W | Vacuum Fault Interrupter | EHV | PT | FOS | OPERATING | 4 | 2023-11-29
EUE09764V1 | K6-1141A | Relay, G&W Type 3, Overcurrent, VFI 764 Position V1 | Relays-MV | EHV | PM | FOS | OPERATING | 4 | 2023-10-20
EUE09764V2 | K6-1141A | Relay, G&W Type 3, Overcurrent, VFI 764 Position V2 | Relays-MV | EHV | PM | FOS | OPERATING | 4 | 2023-10-20
EUE0976501 | K6-1141 | Relay, G&W Type 3, Overcurrent, VFI 765 Position V1 | Relays-MV | EHV | PM | FOS | OPERATING | 4 | 2024-02-21
EUE0976502 | K6-1141 | Relay, G&W Type 3, Overcurrent, VFI 765 Position V2 | Relays-MV | EHV | PM | FOS | OPERATING | 4 | 2024-02-21
EUE0976503 | K6-1141 | Relay, G&W Type 3, Overcurrent, VFI 765 Position V3 | Relays-MV | EHV | PM | FOS | OPERATING | 4 | 2024-02-21
EUE0976504 | K6-1141 | Relay, G&W Type 3, Overcurrent, VFI 765 Position V4 | Relays-MV | EHV | PM | FOS | OPERATING | 4 | 2024-02-21
EUE09765-R1 | K6-1141 | VFI 765 15.5KV 630A 6 POSITIONS SF6 GAS G&W | Vacuum Fault Interrupter | EHV | PT | FOS | OPERATING | 4 | 2023-12-05
EUE0976601 | K6-1141 | Relay, G&W Type 3, Overcurrent, VFI 766 Position V1 | Relays-MV | EHV | PM | FOS | OPERATING | 4 | 2024-02-22
EUE0976602 | K6-1141 | Relay, G&W Type 3, Overcurrent, VFI 766 Position V2 | Relays-MV | EHV | PM | FOS | OPERATING | 4 | 2024-02-22
EUE09766-R1 | K6-1141 | VFI 766 15.5KV 630A 6 POSITIONS SF6 GAS G&W | Vacuum Fault Interrupter | EHV | PT | FOS | OPERATING | 4 | 2023-12-08
EUE09767 | K6-1141 | LBS 767 15.5KV 600A 6 POSITIONS SF6 GAS G&W | Load Break Switch | EHV | PT | FOS | OPERATING | 2 | 2022-08-17
EUE09768 | K6-1141 | LBS 768 15KV 600A S#643-01-0013 G&W | Load Break Switch | EHV | PT | FOS | OPERATING | 4 | 2024-02-26
EUE09769 | K6-1141 | LBS 769 15.5KV 630A 3 POSITIONS SF6 GAS G&W | Load Break Switch | EHV | PT | FOS | OPERATING | 4 | 2024-01-16
EUE09770 | K6-1141 | LBS 770 15.5KV 600A S622-92-0184 G&W | Load Break Switch | EHV | N/A | XSD | DECOMMISSIONED | 2 | 2015-10-15
EUE09770-R1 | K6-1141A | VFI 770 15.5KV 630A 4 POS SOLID DIELECTRIC G&W | Vacuum Fault Interrupter | EHV | PT | FOS | OPERATING | 4 | 2024-02-29
EUE09770V1 | K6-1141A | Relay, G&W Type 3.1.0, Overcurrent, VFI-770 Position V1 | Relays-MV | EHV | PM | FOS | OPERATING | 4 | 2023-07-21
EUE09770V2 | K6-1141A | Relay, G&W Type 3.1.0, Overcurrent, VFI-770 Position V2 | Relays-MV | EHV | PM | FOS | OPERATING | 4 | 2023-07-21
EUE09770V3 | K6-1141A | Relay, G&W Type 3.1.0, Overcurrent, VFI-770 Position V3 | Relays-MV | EHV | PM | FOS | OPERATING | 4 | 2021-07-05
EUE09771 | K6-1141 | VFI 771 15.5KV 630A 4 POSITIONS SF6 GAS G&W | Vacuum Fault Interrupter | EHV | PT | FOS | OPERATING | 4 | 2024-04-16
EUE09771V1 | K6-1141 | Relay, G&W Type 3.1.0, Overcurrent, VFI-771 Position V1 | Relays-MV | EHV | PM | FOS | OPERATING | 4 | 2023-05-10
EUE09771V2 | K6-1141 | Relay, G&W Type 3.1.0, Overcurrent, VFI-771 Position V2 | Relays-MV | EHV | PM | FOS | OPERATING | 4 | 2023-05-10
EUE09774 | K6-1141 | VFI 774 15KV 600A S#643-01-0014 G&W | Vacuum Fault Interrupter | EHV | PT | FOS | OPERATING | 4 | 2024-03-21
EUE0977469 | K6-1141 | Relay, G&W Type 3, Overcurrent, VFI 774 Position V1 | Relays-MV | EHV | PM | FOS | OPERATING | 4 | 2024-02-12
EUE09775 | K6-1141 | VFI 775 15KV 600A, S#643-01-0046 G&W | Vacuum Fault Interrupter | EHV | PT | FOS | OPERATING | 4 | 2024-02-27
EUE0977524 | K6-1141 | Relay, G&W Type 3, Overcurrent, VFI 775 Position V1 | Relays-MV | EHV | PM | FOS | OPERATING | 4 | 2023-11-17
EUE0977525 | K6-1141 | Relay, G&W Type 3, Overcurrent, VFI 775 Position V2 | Relays-MV | EHV | PM | FOS | OPERATING | 4 | 2021-11-19
EUE09776-R1 | K6-1141 | VFI 776 15.5KV 630A 6 POSITIONS SF6 GAS G&W | Vacuum Fault Interrupter | EHV | PT | FOS | OPERATING | 4 | 2024-01-18
EUE09776V1 | K6-1141 | Relay, G&W Type 3, Overcurrent, VFI 776 Position V1 | Relays-MV | EHV | PM | FOS | OPERATING | 4 | 2023-12-01
EUE09776V2 | K6-1141 | Relay, G&W Type 3, Overcurrent, VFI 776 Position V2 | Relays-MV | EHV | PM | FOS | OPERATING | 4 | 2023-12-01
EUE09776V3 | K6-1141 | Relay, G&W Type 3, Overcurrent, VFI 776 Position V3 | Relays-MV | EHV | PM | FOS | OPERATING | 4 | 2023-12-01
EUE09776V4 | K6-1141 | Relay, G&W Type 3, Overcurrent, VFI 776 Position V4 | Relays-MV | EHV | PM | FOS | OPERATING | 4 | 2023-12-01
EUE0977712 | K6-1141 | Relay, Basler BE1-50/51M, Overcurrent, VFI 777 Position 1, Phase A | Relays-MV | EHV | PM/TS | FOS | OPERATING | 4 | 2021-11-01
EUE0977713 | K6-1141 | Relay, Basler BE1-50/51M, Overcurrent, VFI 777 Position 1, Phase B | Relays-MV | EHV | PM/TS | FOS | OPERATING | 4 | 2021-11-01
EUE0977714 | K6-1141 | Relay, Basler BE1-50/51M, Overcurrent, VFI 777 Position 1, Phase C | Relays-MV | EHV | PM/TS | FOS | OPERATING | 4 | 2021-11-01
EUE0977715 | K6-1141 | Relay, Basler BE1-50/51M, Overcurrent, VFI 777 Position 1, Ground | Relays-MV | EHV | PM/TS | FOS | OPERATING | 4 | 2021-11-01
EUE0977716 | K6-1141 | Relay, Basler BE1-50/51M, Overcurrent, VFI 777 Position 2, Phase A | Relays-MV | EHV | PM/TS | FOS | OPERATING | 4 | 2021-11-02
EUE0977717 | K6-1141 | Relay, Basler BE1-50/51M, Overcurrent, VFI 777 Position 2, Phase B | Relays-MV | EHV | PM/TS | FOS | OPERATING | 4 | 2021-11-02
EUE0977718 | K6-1141 | Relay, Basler BE1-50/51M, Overcurrent, VFI 777 Position 2, Phase C | Relays-MV | EHV | PM/TS | FOS | OPERATING | 4 | 2021-11-02
EUE0977719 | K6-1141 | Relay, Basler BE1-50/51M, Overcurrent, VFI 777 Position 2, Ground | Relays-MV | EHV | PM/TS | FOS | OPERATING | 4 | 2021-11-02
EUE0977720 | K6-1141 | Relay, Basler BE1-50/51M, Overcurrent, VFI 777 Position 3, Phase A | Relays-MV | EHV | PM/TS | FOS | OPERATING | 4 | 2021-11-08
EUE0977721 | K6-1141 | Relay, Basler BE1-50/51M, Overcurrent, VFI 777 Position 3, Phase B | Relays-MV | EHV | PM/TS | FOS | OPERATING | 4 | 2021-11-08
EUE0977722 | K6-1141 | Relay, Basler BE1-50/51M, Overcurrent, VFI 777 Position 3, Phase C | Relays-MV | EHV | PM/TS | FOS | OPERATING | 4 | 2021-11-08
EUE0977723 | K6-1141 | Relay, Basler BE1-50/51M, Overcurrent, VFI 777 Position 3, Ground | Relays-MV | EHV | PM/TS | FOS | OPERATING | 4 | 2021-11-08
EUE09777-R1 | K6-1141 | VFI 777 15KV 600A S#V98100 6 POS SF6 GAS P-E | Vacuum Fault Interrupter | EHV | PT | FOS | OPERATING | 2 | 2021-04-28
EUE09778 | K6-1141 | VFI 778 15KV 630A S#643-04-0051 G&W | Vacuum Fault Interrupter | EHV | PT | FOS | OPERATING | 4 | 2024-04-24
EUE0977872 | K6-1141 | Relay, G&W Type 3, Overcurrent, VFI 778 Position V1 | Relays-MV | EHV | PM | FOS | OPERATING | 4 | 2024-02-01
EUE0977873 | K6-1141 | Relay, G&W Type 3, Overcurrent, VFI 778 Position V2 | Relays-MV | EHV | PM | FOS | OPERATING | 4 | 2024-02-01
EUE09779 | K6-1141 | VFI 779 15.5KV 600A S#629-96-0268 G&W | Vacuum Fault Interrupter | EHV | N/A | XSD | DECOMMISSIONED | 1 | 2015-12-14
EUE09779-R1 | K6-1141 | VFI 779 15.5KV 630A 4 POS SOLID DIELECTRIC G&W | Vacuum Fault Interrupter | EHV | PT | FOS | OPERATING | 4 | 2024-03-14
EUE09782 | K6-1141 | LBS 782 15KV 600A S#643-01-0019 G&W | Load Break Switch | EHV | PT | FOS | OPERATING | 4 | 2023-10-28
EUE09783 | K6-1141 | LBS 783 15KV 600A S#622-01-0036 G&W | Load Break Switch | EHV | PT | FOS | OPERATING | 4 | 2024-01-02
EUE09784 | K6-1141 | VFI 784 15KV 600A S#643-01-0017 G&W | Vacuum Fault Interrupter | EHV | PT | FOS | OPERATING | 4 | 2023-12-28
EUE0978477 | K6-1141 | Relay, G&W Type 3, Overcurrent, VFI 784 Position V1 | Relays-MV | EHV | PM | FOS | OPERATING | 4 | 2024-02-05
EUE0978478 | K6-1141 | Relay, G&W Type 3, Overcurrent, VFI 784 Position V2 | Relays-MV | EHV | PM | FOS | OPERATING | 4 | 2024-02-05
EUE09785 | K6-1141 | LBS 785 15KV 600A S#643-01-0004 G&W | Load Break Switch | EHV | PT | FOS | OPERATING | 4 | 2024-02-14
EUE09787 | K6-1141 | VFI 787 15KV 600A S#643-01-0018 G&W | Vacuum Fault Interrupter | EHV | PT | FOS | OPERATING | 4 | 2024-02-08
EUE0978779 | K6-1141 | Relay, G&W Type 3, Overcurrent, VFI 787 Position V1 | Relays-MV | EHV | PM | FOS | OPERATING | 4 | 2024-02-06
EUE0978780 | K6-1141 | Relay, G&W Type 3, Overcurrent, VFI 787 Position V2 | Relays-MV | EHV | PM | FOS | OPERATING | 4 | 2024-02-06
EUE09788 | J8-1708 | VFI 788 15KV 600A S#643-01-0033 G&W | Vacuum Fault Interrupter | EHV | PM | FOS | OPERATING | 4 | 2024-04-11
EUE0978801 | J8-1708 | MULTI PHASE TIME OVERCURRENT RELAY, SPARE | Relays-MV | EHV | N/A | XSD | DECOMMISSIONED | 4 | 2011-08-29
EUE0978801-R1 | J8-1708 | Relay, G&W Type 3.1.0, Overcurrent, VFI-788 Position V1 | Relays-MV | EHV | PM | FOS | OPERATING | 4 | 2023-09-05
EUE0978802 | J8-1708 | Relay, G&W Type 3, Overcurrent, VFI 788 Position V2 | Relays-MV | EHV | PM | FOS | OPERATING | 4 | 2023-09-06
EUE09789 | K6-1141 | VFI 789 15KV 600A S#V98094 4 POS SF6 GAS P-E | Vacuum Fault Interrupter | EHV | N/A | XSD | DECOMMISSIONED | 2 | 2018-01-25
EUE0978961 | K6-1141 | PHASE A TIME OVERCURRENT RELAY | Relays-MV | EHV | N/A | XSD | DECOMMISSIONED | 4 | 2018-01-02
EUE0978962 | K6-1141 | PHASE B TIME OVERCURRENT RELAY | Relays-MV | EHV | N/A | XSD | DECOMMISSIONED | 4 | 2018-01-02
EUE0978963 | K6-1141 | PHASE C TIME OVERCURRENT RELAY | Relays-MV | EHV | N/A | XSD | DECOMMISSIONED | 4 | 2018-01-02
EUE0978964 | K6-1141 | GROUND TIME OVERCURRENT RELAY | Relays-MV | EHV | N/A | XSD | DECOMMISSIONED | 4 | 2018-01-02
EUE0978965 | K6-1141 | PHASE A TIME OVERCURRENT RELAY | Relays-MV | EHV | N/A | XSD | DECOMMISSIONED | 4 | 2018-01-15
EUE0978966 | K6-1141 | PHASE B TIME OVERCURRENT RELAY | Relays-MV | EHV | N/A | XSD | DECOMMISSIONED | 4 | 2018-01-15
EUE0978967 | K6-1141 | PHASE C TIME OVERCURRENT RELAY | Relays-MV | EHV | N/A | XSD | DECOMMISSIONED | 4 | 2018-01-15
EUE0978968 | K6-1141 | GROUND TIME OVERCURRENT RELAY | Relays-MV | EHV | N/A | XSD | DECOMMISSIONED | 4 | 2018-01-15
EUE09789-R1 | K6-1141A | VFI 789 15.5KV 630A 5 POS SOLID DIELECTRIC G&W | Vacuum Fault Interrupter | EHV | PT | FOS | OPERATING | 4 | 2024-01-02
EUE09789V1 | K6-1141A | Relay, G&W Type 3.1.0, Overcurrent, VFI-789 Position V1 | Relays-MV | EHV | PM | FOS | OPERATING | 4 | 2023-02-02
EUE09789V2 | K6-1141A | Relay, G&W Type 3.1.0, Overcurrent, VFI-789 Position V2 | Relays-MV | EHV | PM | FOS | OPERATING | 4 | 2023-02-02
EUE09791 | K6-1141 | LBS 791 15.5KV 630A S# 622-01-0031 G&W | Load Break Switch | EHV | PT | FOS | OPERATING | 2 | 2022-10-31
EUE09794 | K6-1141 | VFI 794 15.5KV 630A S#643-03-0034 G&W | Vacuum Fault Interrupter | EHV | PT | FOS | OPERATING | 4 | 2024-03-06
EUE09795 | K6-1141 | VFI 795 15KV 600A S#643-01-0045 G&W | Vacuum Fault Interrupter | EHV | PT | FOS | OPERATING | 4 | 2024-03-05
EUE09796 | K6-1141 | VFI 796 15.5KV 630A S#643-03-0040 G&W | Vacuum Fault Interrupter | EHV | PT | FOS | OPERATING | 4 | 2024-03-29
EUE0979671 | K6-1141 | Relay, G&W Type 3, Overcurrent, VFI 796 Position V1 | Relays-MV | EHV | PM | FOS | OPERATING | 4 | 2024-02-12
EUE09797 | K6-1141 | VFI 797 15.5KV 630A S#643-03-0039 G&W | Vacuum Fault Interrupter | EHV | N/A | XSD | DECOMMISSIONED | 1 | 2020-08-10
EUE0979774 | K6-1141 | MULTI PHASE TIME OVERCURRENT RELAY | Relays-MV | EHV | N/A | XSD | DECOMMISSIONED | 4 | 2020-02-02
EUE0979775 | K6-1141 | MULTI PHASE TIME OVERCURRENT RELAY | Relays-MV | EHV | N/A | XSD | DECOMMISSIONED | 4 | 2020-02-02
EUE0979776 | K6-1141 | MULTI PHASE TIME OVERCURRENT RELAY | Relays-MV | EHV | N/A | XSD | DECOMMISSIONED | 4 | 2018-02-05
EUE09797-R1 | K6-1141 | VFR 797 15.5KV 800A 2 RECLOSER SOLID DIELECTRIC G&W | Vacuum Circuit Recloser | EHV | PM/PT | FOS | OPERATING | 4 | 2024-01-23
EUE09797V1 | K6-1141 | Relay, G&W Type 3, Overcurrent, VFR 797, Position V1 | Relays-MV | EHV | PM | FOS | OPERATING | 4 | 2023-09-20
EUE09798 | K6-1141 | VFI 798 15.5KV 600A S#653-02-0003 G&W | Vacuum Fault Interrupter | EHV | PT | FOS | OPERATING | 4 | 2023-11-28
EUE0979801 | K6-1141 | RELAY MULTI PHASE TIME OVERCURRENT G&W | Relays-MV | EHV | PM | FOS | OPERATING | 4 | 2022-06-15
EUE0979802 | K6-1141 | RELAY MULTI PHASE TIME OVERCURRENT G&W | Relays-MV | EHV | PM | FOS | OPERATING | 4 | 2022-06-15
EUE09904 | K6-1141 | VFI 904 15.5KV 630A 4 POSITIONS SOLID DIELECTRIC G&W | Vacuum Fault Interrupter | EHV | PM/PT | FOS | OPERATING | 4 | 2024-01-15
EUE09904V1 | K6-1141 | Relay, G&W Type 2, Overcurrent, VFI-904 Position V1 | Relays-MV | EHV | PM | FOS | OPERATING | 4 | 2023-04-20
EUE09904V2 | K6-1141 | Relay, G&W Type 2, Overcurrent, VFI-904 Position V2 | Relays-MV | EHV | PM | FOS | OPERATING | 1 | 2024-02-05
EUE09905 | K6-1141A | VFI 905 15.5KV 630A 4 POSITIONS SOLID DIELECTRIC G&W | Vacuum Fault Interrupter | EHV | PM/PT | FOS | OPERATING | 4 | 2024-01-15
EUE09905V1 | K6-1141A | Relay, G&W Type 2, Overcurrent, VFI-905 Position V1 | Relays-MV | EHV | PM | FOS | OPERATING | 4 | 2023-10-02
EUE09905V2 | K6-1141A | Relay, G&W Type 2, Overcurrent, VFI-905 Position V2 | Relays-MV | EHV | PM | FOS | OPERATING | 4 | 2023-10-02
EUE09906 | K6-1141A | VFI 906 15.5KV 630A 4 POSITIONS SOLID DIELECTRIC G&W | Vacuum Fault Interrupter | EHV | PM/PT | FOS | OPERATING | 4 | 2024-01-26
EUE09906V1 | K6-1141A | Relay, G&W Type 2, Overcurrent, VFI-906 Position V1 | Relays-MV | EHV | PM | FOS | OPERATING | 4 | 2023-04-26
EUE09906V2 | K6-1141A | Relay, G&W Type 2, Overcurrent, VFI-906 Position V2 | Relays-MV | EHV | PM | FOS | OPERATING | 4 | 2023-04-25
EUE09907 | K6-1141 | LBS 907 15.5KV 630A 4 POSITIONS SOLID DIELECTRIC G&W | Load Break Switch | EHV | PM/PT | FOS | OPERATING | 4 | 2024-01-19
EUE09910 | K6-1141 | VFI 910 15.5KV 630A 4 POSITIONS SOLID DIELECTRIC G&W | Vacuum Fault Interrupter | EHV | PM/PT | FOS | OPERATING | 4 | 2024-01-29
EUE09910V1 | K6-1141 | Relay, G&W Type 2, Overcurrent, VFI-910 Position V1 | Relays-MV | EHV | PM | FOS | OPERATING | 4 | 2023-04-25
EUE09910V2 | K6-1141 | Relay, G&W Type 2, Overcurrent, VFI-910 Position V2 | Relays-MV | EHV | PM | FOS | OPERATING | 4 | 2023-04-25
EUE09MC1 | K6-1141A | METER CABINET MC-1 | Bus-MV | EHV | PM/AS | NOS | MOTHBALLED | 4 | 2014-10-01
EUE09MC2 | K6-1141 | METER CABINET MC-2 | Bus-MV | EHV | PM/AS | NOS | MOTHBALLED | 3 | 2016-06-20
EUE10001 | K6-1141 | XFMR STA.SER. SS1 45KVA 13.8KV-480/277V OIL TYPE PDMT COOPER | Transformers-Oil-MV | EHV | N/A | XSD | DECOMMISSIONED | 4 | 2016-02-02
EUE10001-R1 | K6-1141 | XFMR STA.SER. SS1 45KVA 13.8KV-480/277V FR3 TYPE PDMT T&R ELECT | Transformers-Oil-MV | EHV | PM/PT | FOS | OPERATING | 4 | 2024-02-22
EUE10002 | K6-1141 | XFMR STA.SER. SS2 45KVA 13.8KV-480/277V OIL TYPE PDMT COOPER | Transformers-Oil-MV | EHV | PM/PT | FOS | OPERATING | 3 | 2024-02-20
EUE10003 | K6-1141 | ATS 59 200A 480V S#27730X ZENITH | ATS-C5/Orsino | ELV | PM | FOS | OPERATING | 4 | 2023-10-20
EUE11007 | K6-1141 | XFMR BANK POT 4 | Transformers-Dry-Instrument | EHV | RTF | FOS | OPERATING | 4 | 2011-02-18
EUE11008 | K6-1141 | XFMR BANK POT 4 | Transformers-Dry-Instrument | EHV | RTF | FOS | OPERATING | 4 | 2011-02-18
EUE11012 | K6-1141 | XFMR BANK POT 2 ALLIS | Transformers-Dry-Instrument | EHV | RTF | FOS | OPERATING | 4 | 2011-02-25
EUE11014 | K6-1141 | XFMR POT 1 S#18610598 DRY TYPE WEST | Transformers-Dry-Instrument | EHV | RTF | FOS | OPERATING | 3 | 2011-02-17
EUE11015-R1 | K6-1141 | XFMR BANK POT PT3 2000VA 14.4KV-120V DRY ABB | Transformers-Dry-Instrument | EHV | RTF | FOS | OPERATING | 3 | 2011-05-04
EUE11016-R1 | K6-1141 | XFMR BANK POT PT3 2000VA 14.4KV-120V DRY ABB | Transformers-Dry-Instrument | EHV | RTF | FOS | OPERATING | 3 | 2011-05-05
EUE12008 | K6-1141 | TP 8 115KV 1200A SF6 CB | Circuit Breaker-SF6 | EHV | PM/PT | FOS | OPERATING | 4 | 2022-12-28
EUE1200801-R1 | K6-1141 | Relay, Schweitzer Type SEL-501, Breaker Failure, C5 VCB TP8 | Relays-MV | EHV | PM | FOS | OPERATING | 3 | 2022-04-11
EUE12009 | K6-1141 | TP 9 115 KV 1200A SF6 CB | Circuit Breaker-SF6 | EHV | PM/PT | FOS | OPERATING | 4 | 2016-11-02
EUE12010 | K6-1141 | TP 10 115 KV 1200A SF6 CB | Circuit Breaker-SF6 | EHV | PM/PT | FOS | OPERATING | 4 | 2021-10-25
EUE12011 | K6-1141 | 115KV MOTOR GOAB LBPT7 | Isolation Disconnect Switch | EHV | PM/PT | FOS | OPERATING | 4 | 2021-10-21
EUE12012 | K6-1141 | 115KV ISOLATION DISC TP10-1 | Isolation Disconnect Switch | EHV | PM/PT | FOS | OPERATING | 3 | 2021-10-19
EUE12013 | K6-1141 | 115KV ISOLATION DISC TP10-2 | Isolation Disconnect Switch | EHV | PM/PT | FOS | OPERATING | 3 | 2021-10-22
EUE12014 | K6-1141 | 115KV MOTOR GOAB PT6 | Isolation Disconnect Switch | EHV | RTF | NSP | DECOMMISSIONED | 4 | 2011-06-17
EUE12015 | K6-1141 | 115KV ISOLATION DISC TP9-1 | Isolation Disconnect Switch | EHV | PM/PT | FOS | OPERATING | 4 | 2023-12-14
EUE12016 | K6-1141 | 115KV ISOLATION DISC TP9-2 | Isolation Disconnect Switch | EHV | PM/PT | FOS | OPERATING | 4 | 2023-12-14
EUE12017 | K6-1141 | 115KV MOTOR GOAB LBPT5 | Isolation Disconnect Switch | EHV | RTF | NSP | DECOMMISSIONED | 3 | 2011-02-18
EUE12018 | K6-1141 | 115KV MOTOR GOAB LBPT4 | Isolation Disconnect Switch | EHV | PM/PT | FOS | OPERATING | 2 | 2023-08-03
EUE12019 | K6-1141 | 115KV DISCONNECTING SWITCH TP8-1 115KV 1200A SOUTHERN STATES | Isolation Disconnect Switch | EHV | PM/PT | FOS | OPERATING | 4 | 2022-12-27
EUE12020 | K6-1141 | 115KV DISCONNECTING SWITCH TP8-2 115KV 1200A SOUTHERN STATES | Isolation Disconnect Switch | EHV | PM/PT | FOS | OPERATING | 4 | 2022-12-27
EUE12021 | K6-1141 | 115KV DISCONNECTING SWITCH HBT1-1 115KV 1200A CLEAVERLAND/PRICE INC. | Isolation Disconnect Switch | EHV | PM/PT | FOS | OPERATING | 3 | 2021-10-13
EUE12022 | K6-1141 | HBT1 115KV 1200A SF6 CB SIEMENS | Circuit Breaker-SF6 | EHV | PM/PT | FOS | OPERATING | 3 | 2021-10-18
EUE12023 | K6-1141 | 115KV DISCONNECTING SWITCH HBT1-2 115KV 1200A CLEAVERLAND/PRICE INC. | Isolation Disconnect Switch | EHV | PM/PT | FOS | OPERATING | 3 | 2021-10-19
EUE12024 | K6-1141 | 115KV DISCONNECTING SWITCH HBT2-1 115KV 1200A CLEAVERLAND/PRICE INC. | Isolation Disconnect Switch | EHV | PM/PT | FOS | OPERATING | 2 | 2023-10-27
EUE12025 | K6-1141 | HBT2 115KV 1200A SF6 CB SIEMENS | Circuit Breaker-SF6 | EHV | PM/PT | FOS | OPERATING | 4 | 2023-09-08
EUE12026 | K6-1141 | 115KV DISCONNECTING SWITCH HBT2-2 115KV 1200A CLEAVERLAND/PRICE INC. | Isolation Disconnect Switch | EHV | PM/PT | FOS | OPERATING | 2 | 2023-10-27
EUE13001 | K6-1141A | XFMR STA.SER. SS4 45KVA 13.8KV-208/120V OIL TYPE PDMT COOPER | Transformers-Oil-MV | EHV | PM/PT | FOS | OPERATING | 4 | 2024-02-23
EUE13002 | K6-1141A | XFMR STA.SER. SS5 45KVA 13.8KV-208/120V OIL TYPE PDMT COOPER | Transformers-Oil-MV | EHV | PM/PT | FOS | OPERATING | 4 | 2024-01-30
EUE13003 | K6-1141A | ATS 400A 208V 3-PH 4-WIRES WESTINGHOUSE | ATS | ELV | PM | FOS | OPERATING | 4 | 2024-02-19
EUE16003 | K6-1141 | VACUUM CIRCUIT RECLOSER, 15 KV., VCR 3 | Vacuum Circuit Recloser | EHV | N/A | XSD | DECOMMISSIONED | 2 | 2017-03-28
EUE16005 | K6-1141 | VACUUM CIRCUIT RECLOSER, 15 KV., VCR 5 | Vacuum Circuit Recloser | EHV | N/A | XSD | DECOMMISSIONED | 3 | 2019-02-15
EUE20001-R1 | K6-1141A | BatteryÂ ChargerÂ 130V,Â C5AÂ Substation | Battery Charger | EHV | PM | FOS | OPERATING | 4 | 2023-09-26
EUE20003 | K6-1141 | Battery Bank 130V, C5 Substation | Battery Bank-Nickel Cad | EHV | PM | FOS | OPERATING | 4 | 2023-12-08
EUE20006 | K6-1141A | Battery Bank 130V, C5A Substation | Battery Bank-Lead Acid (VRLA) | EHV | PM | FOS | OPERATING | 4 | 2024-03-28
EUE21001 | K6-1141 | Battery Charger 130V, C5 Substation | Battery Charger | EHV | PM | FOS | OPERATING | 4 | 2023-06-26
EUE3000101 | K6-1141 | MULTI PHASE TIME OVERCURRENT RELAY | Relays-MV | EHV | PM/TS | NOS | DECOMMISSIONED | 1 | 2015-01-21
EUE3000102 | K6-1141 | MULTI PHASE TIME OVERCURRENT RELAY | Relays-MV | EHV | PM/TS | NOS | DECOMMISSIONED | 1 | 2015-01-21
EUE3000103 | K6-1141 | MULTI PHASE TIME OVERCURRENT RELAY | Relays-MV | EHV | PM/TS | NOS | DECOMMISSIONED | 1 | 2015-01-21
EUE90001 | K6-1141 | GROUNDING SYSTEM FACILITY | Grounding-Substation | ELV | PM | FOS | OPERATING | 4 | 2021-01-19
EUFFAAS001 | K6-1141 | AIR SAMPLING DETECTION SYSTEM, VESDA | ASSD | PSY | PM | FOS | OPERATING | 3 | 2023-09-18
EUFFAAS002 | K6-1141A | AIR SAMPLING DETECTION SYSTEM, VESDA | ASSD | PSY | PM | FOS | OPERATING | 3 | 2024-01-05
EUFFACP001 | K6-1141 | Pre-Action Control Panel, SIMPLEX 4100ES | FACP | PSY | PM | FOS | OPERATING | 3 | 2023-06-26
EUFFART001 | K6-1141 | CENTRAL RADIO MONITORING SYSTEM (CRMS) TRANSCEIVER | CRMS | PSY | PM | FOS | OPERATING | 3 | 2023-06-15
EUFFART002 | K6-1141A | CENTRAL RADIO MONITORING SYSTEM (CRMS) TRANSCEIVER | CRMS | PSY | PM | FOS | OPERATING | 3 | 2023-12-21
EUFH1145 | K6-1141A | HYDRANT, FIRE, KENNEDY, 5 1/4" 1995 | Hydrant | WWS | PM | FOS | OPERATING | 4 | 2023-07-25
EUFKPAB725 | K6-1141A | AUXILLIARY BOX | ESS | PSY | PM | FOS | OPERATING | 3 | 2023-12-15
EUFKPCP072 | K6-1141A | INTELLIGENT SYSTEM CONTROLLER #72 | ESS | PSY | PM | FOS | OPERATING | 3 | 2023-12-21
EUFKPDP721 | K6-1141A | DOOR PORTAL | Door Portal | PSY | PM | FOS | OPERATING | 3 | 2023-12-21
EUFKPDP723 | K6-1141 | DOOR PORTAL | Door Portal | PSY | PM | FOS | OPERATING | 3 | 2024-01-11
EUFKPDP724 | K6-1091 | DOOR PORTAL | Door Portal | PSY | PM | FOS | OPERATING | 3 | 2023-12-21
EUFKPFD722 | K6-1141A | FIBER OPTIC INTRUSION DETECTION SYS | ESS | PSY | PM | FOS | OPERATING | 3 | 2023-12-22
EUFSYPA001 | K6-1141 | PRE-ACTION FIRE SPRINKLER SYSTEM | Pre-Action | PSY | PM | FOS | OPERATING | 4 | 2024-01-24
EUFSYPA002 | K6-1141A | PRE-ACTION FIRE SPRINKLER SYSTEM | Pre-Action | PSY | PM | FOS | OPERATING | 4 | 2024-01-18
EUFSYWS002 | K6-1141A | WET PIPE SPRINKLER | Wet Pipe | PSY | PM | FOS | OPERATING | 3 | 2024-02-05
EUS12001 | K6-1141 | BFP WATTS 757 DC 6â€, SN LJ-0514 | BFP-Fire | WWS | PM | FOS | OPERATING | 4 | 2024-03-28
EV101045 | K6-1091 | HOIST, CIRCUIT BREAKER, MOVABLE 500 LB | Hoist | SPE | PM | FOS | OPERATING | 4 | 2024-01-31
EV301001 | K6-1091 | SHOWER & EYEWASH SAFETY WESTERN | Shwr-Eyewash | WWS | N/A | XSD | DECOMMISSIONED | 5 | 2018-06-06
EV301001-R1 | K6-1091 | SHOWER & EYEWASH, GUARDIAN | Shwr-Eyewash | WWS | PM | FOS | OPERATING | 3 | 2024-05-08
EV501002 | K6-1091 | ROOF, EMERGENCY POWER STATION, BUR, 56000 SF | Roof-BUR | STR | N/A | XSD | DECOMMISSIONED | 2 | 2017-08-08
EV501002-R1 | K6-1091 | ROOF, EMERGENCY POWER STATION, BUR, 56000 SF | Roof-BUR | STR | PM | FOS | OPERATING | 5 | 2023-08-15
EVA01001 | K6-1091 | AHU WINDOW SEARS S/N Y65087396 | AHU-DX-Window | HVC | RTF | FOS | OPERATING | 3 | 2011-04-08
EVACA096 | K6-1091 | AIR COMPRESSOR, RECIP | Compressors-Air-Reciprocating | HVC | N/A | XSD | DECOMMISSIONED | 4 | 2023-08-07
EVACA096-R1 | K6-1091 | AIR COMPRESSOR, RECIP | Compressors-Air-Reciprocating | HVC | PM | FOS | OPERATING | 3 | 2024-03-26
EVE00000 | K6-1091 | EMERGENCY POWER SYSTEM, 13.8KV, 10 MW | Emer Pwr Sys | EHV | PM | FOS | OPERATING | 4 | 2016-10-05
EVE00100 | K6-1091 | EMERGENCY POWER PLANT FUEL SYSTEM | Emer Pwr Sys | EHV | PMHL | FOS | OPERATING | 4 | 2014-07-17
EVE00110 | K6-1091 | TANK, DAY, 250 GAL, DIESEL | Tanks-Fuel | EHV | PM | FOS | OPERATING | 4 | 2024-04-19
EVE00120 | K6-1091 | TANK, DAY, 250 GAL, DIESEL | Tanks-Fuel | EHV | PM | FOS | OPERATING | 4 | 2024-04-19
EVE00130 | K6-1091 | TANK, DAY, 250 GAL, DIESEL | Tanks-Fuel | EHV | PM | FOS | OPERATING | 4 | 2024-04-19
EVE00140 | K6-1091 | TANK, DAY, 250 GAL, DIESEL | Tanks-Fuel | EHV | PM | FOS | OPERATING | 4 | 2024-04-19
EVE00150 | K6-1091 | TANK, DAY, 250 GAL, DIESEL | Tanks-Fuel | EHV | PM | FOS | OPERATING | 4 | 2024-04-19
EVE00160 | K6-1091 | FUEL TANK, REGISTERED, Diesel, 10000 gallon - EAST | Tanks-Fuel | EHV | PM | FOS | OPERATING | 3 | 2024-04-18
EVE00170 | K6-1091 | FUEL TANK, REGISTERED, Diesel, 10000 gallon - WEST | Tanks-Fuel | EHV | PM | FOS | OPERATING | 3 | 2024-04-18
EVE01001 | K6-1091 | VCB, EPP PLANT BUS, 52UT, 1200A, 13.8kV, CUB 1B, GE | Circuit Breaker-MV-Draw Out | EHV | PM | FOS | OPERATING | 4 | 2014-05-05
EVE0100101 | K6-1091 | RELAY, 15KV, 52UT, GENERAL ELECTRIC | Relays-MV | EHV | N/A | XSD | DECOMMISSIONED | 4 | 2014-08-19
EVE0100101-R1 | K6-1091 | RELAY, EPP PLANT BUS, SEL-751A, CUB 1A, 52UT | Relays-MV | EHV | PM | FOS | OPERATING | 4 | 2022-07-27
EVE01002 | K6-1091 | VCB, EPP PLANT BUS, 52P1, 1200A, 13.8kV, CUB 2B, GE | Circuit Breaker-MV-Draw Out | EHV | PM | FOS | OPERATING | 4 | 2016-03-08
EVE0100201 | K6-1091 | RELAY, 15KV, 52P1, GENERAL ELECTRIC | Relays-MV | EHV | N/A | XSD | DECOMMISSIONED | 4 | 2014-08-20
EVE0100201-R1 | K6-1091 | RELAY, EPP PLANT BUS, SEL-751A, CUB 2A, 52P1 | Relays-MV | EHV | PM | FOS | OPERATING | 4 | 2022-07-27
EVE0100202 | K6-1091 | RELAY, PLANT A PHASE, DIFF | Relays-MV | EHV | N/A | XSD | DECOMMISSIONED | 4 | 2014-06-18
EVE0100203 | K6-1091 | RELAY, PLANT B PHASE, DIFF | Relays-MV | EHV | N/A | XSD | DECOMMISSIONED | 4 | 2014-06-18
EVE0100204 | K6-1091 | RELAY, PLANT C PHASE, DIFF | Relays-MV | EHV | N/A | XSD | DECOMMISSIONED | 4 | 2014-06-18
EVE01003 | K6-1091 | VCB, EPP PLANT BUS, 52A1, 1200A, 13.8kV, CUB 3B, GE | Circuit Breaker-MV-Draw Out | EHV | PM | FOS | OPERATING | 3 | 2014-05-13
EVE0100301 | K6-1091 | RELAY, 15KV, 52A1, GENERAL ELECTRIC | Relays-MV | EHV | N/A | XSD | DECOMMISSIONED | 4 | 2014-08-20
EVE0100301-R1 | K6-1091 | RELAY, EPP PLANT BUS, SEL-751A, CUB 3A, 52A1 | Relays-MV | EHV | PM | FOS | OPERATING | 3 | 2021-10-07
EVE01004 | K6-1091 | VCB, EPP PLANT BUS, 52SS, 1200A, 13.8kV, CUB 4B, GE | Circuit Breaker-MV-Draw Out | EHV | PM | FOS | OPERATING | 4 | 2014-05-12
EVE0100401 | K6-1091 | RELAY, 15KV, 52SS, GENERAL ELECTRIC | Relays-MV | EHV | N/A | XSD | DECOMMISSIONED | 4 | 2014-08-25
EVE0100401-R1 | K6-1091 | RELAY, EPP PLANT BUS, SEL-751A, CUB 4A, 52SS | Relays-MV | EHV | PM | FOS | OPERATING | 4 | 2021-10-07
EVE01005 | K6-1091 | VCB, EPP GEN BUS, 52L1, 1200A, 13.8kV, CUB 6B, GE | Circuit Breaker-MV-Draw Out | EHV | PM | FOS | OPERATING | 3 | 2014-05-12
EVE0100501 | K6-1091 | RELAY, 15KV, 52M1, GENERAL ELECTRIC | Relays-MV | EHV | N/A | XSD | DECOMMISSIONED | 4 | 2014-08-22
EVE0100501-R1 | K6-1091 | RELAY, SEL-751A, 52M1, EPP-6A | Relays-MV | EHV | N/A | XSD | DECOMMISSIONED | 4 | 2023-08-17
EVE0100502 | K6-1091 | RELAY, BUS A PHASE, DIFF | Relays-MV | EHV | N/A | XSD | DECOMMISSIONED | 4 | 2014-06-16
EVE0100503 | K6-1091 | RELAY, BUS B PHASE, DIFF | Relays-MV | EHV | N/A | XSD | DECOMMISSIONED | 4 | 2014-06-16
EVE0100504 | K6-1091 | RELAY, BUS C PHASE, DIFF | Relays-MV | EHV | N/A | XSD | DECOMMISSIONED | 4 | 2014-06-16
EVE01006 | K6-1091 | VCB, EPP GEN BUS, 52M1, 1200A, 13.8kV, CUB 6A, GE | Circuit Breaker-MV-Draw Out | EHV | PM | FOS | OPERATING | 4 | 2014-05-28
EVE0100601 | K6-1091 | RELAY, 15KV, 52L1, GENERAL ELECTRIC | Relays-MV | EHV | N/A | XSD | DECOMMISSIONED | 4 | 2014-08-22
EVE0100601-R1 | K6-1091 | RELAY, EPP GEN BUS, SEL-751A, CUB 6A, 52L1 | Relays-MV | EHV | PM | FOS | OPERATING | 4 | 2023-08-17
EVE01007 | K6-1091 | VCB, EPP GEN BUS, 52G1, 1200A, 13.8kV, CUB 7B, GE | Circuit Breaker-MV-Draw Out | EHV | PM | FOS | OPERATING | 3 | 2014-05-13
EVE0100701 | K6-1091 | RELAY, 15KV, 52G1, GENERAL ELECTRIC | Relays-MV | EHV | N/A | XSD | DECOMMISSIONED | 4 | 2014-08-06
EVE01008 | K6-1091 | VCB, EPP GEN BUS, 52G2, 1200A, 13.8kV, CUB 8B, GE | Circuit Breaker-MV-Draw Out | EHV | PM | FOS | OPERATING | 4 | 2014-07-10
EVE0100801 | K6-1091 | RELAY, 15KV, 52G2, GENERAL ELECTRIC | Relays-MV | EHV | N/A | XSD | DECOMMISSIONED | 4 | 2014-08-07
EVE01009 | K6-1091 | VCB, EPP GEN BUS, 52G3, 1200A, 13.8kV, CUB 9B, GE | Circuit Breaker-MV-Draw Out | EHV | PM | FOS | OPERATING | 4 | 2014-08-26
EVE0100901 | K6-1091 | RELAY, 15KV, 52G3, GENERAL ELECTRIC | Relays-MV | EHV | N/A | XSD | DECOMMISSIONED | 4 | 2014-08-08
EVE01010 | K6-1091 | VCB, EPP GEN BUS, 52G4, 1200A, 13.8kV, CUB 10B, GE | Circuit Breaker-MV-Draw Out | EHV | PM | FOS | OPERATING | 3 | 2014-12-18
EVE0101001 | K6-1091 | RELAY, 15KV, 52G4, GENERAL ELECTRIC | Relays-MV | EHV | N/A | XSD | DECOMMISSIONED | 4 | 2014-08-14
EVE01011 | K6-1091 | VCB, EPP GEN BUS, 52G5, 1200A, 13.8kV, CUB 11B, GE | Circuit Breaker-MV-Draw Out | EHV | PM | FOS | OPERATING | 4 | 2014-05-05
EVE0101101 | K6-1091 | RELAY, 15KV, 52G5, GENERAL ELECTRIC | Relays-MV | EHV | N/A | XSD | DECOMMISSIONED | 4 | 2014-08-15
EVE01012 | K6-1091 | CONTROL CUBICLE, RUSS ELECTRIC, GENERATOR #1 | Control Cubicle | EHV | RTF | FOS | OPERATING | 4 | 2010-12-08
EVE0101201 | K6-1091 | RELAY, EPP PLANT BUS, SEL-587Z, CUB 4B | Relays-MV | EHV | PM | FOS | OPERATING | 4 | 2022-07-27
EVE01013 | K6-1091 | CONTROL CUBICLE, RUSS ELECTRIC, GENERATOR #2 | Control Cubicle | EHV | RTF | FOS | OPERATING | 4 | 2010-12-08
EVE0101301 | K6-1091 | RELAY, EPP GEN BUS, SEL-587Z, CUB 4B | Relays-MV | EHV | PM | FOS | OPERATING | 4 | 2022-07-27
EVE01014 | K6-1091 | CONTROL CUBICLE, RUSS ELECTRIC, GENERATOR #3 | Control Cubicle | EHV | RTF | FOS | OPERATING | 4 | 2010-12-08
EVE0101401 | K6-1091 | RELAY, EPP LOAD BANK BUS, SEL-501-2, CUB 5A, 52L1 | Relays-MV | EHV | PM | FOS | OPERATING | 4 | 2021-09-30
EVE01015 | K6-1091 | CONTROL CUBICLE, RUSS ELECTRIC, GENERATOR #4 | Control Cubicle | EHV | RTF | FOS | OPERATING | 4 | 2010-12-08
EVE01016 | K6-1091 | CONTROL CUBICLE, RUSS ELECTRIC, GENERATOR #5 | Control Cubicle | EHV | RTF | FOS | OPERATING | 4 | 2010-12-08
EVE01017 | K6-1091 | CONTROL CUBICLE, RUSS ELECTRIC, MASTER CONTROL | Control Cubicle | EHV | RTF | FOS | OPERATING | 4 | 2010-12-08
EVE01018 | K6-1091 | CONTROL CUBICLE, RUSS ELECTRIC, TRANSFER CONTROL | Control Cubicle | EHV | RTF | FOS | OPERATING | 4 | 2010-12-08
EVE01103 | K6-1091 | 25 HP MOTOR, RADIATOR #1 | Motor LT 150HP | ELV | RTF | FOS | OPERATING | 4 | 2011-05-26
EVE01104 | K6-1091 | 25 HP MOTOR, RADIATOR #2 | Motor LT 150HP | ELV | RTF | FOS | OPERATING | 4 | 2011-07-14
EVE01106 | K6-1091 | 25 HP MOTOR, RADIATOR #4 | Motor LT 150HP | ELV | RTF | FOS | OPERATING | 4 | 2010-11-09
EVE01107 | K6-1091 | 25 HP MOTOR, RADIATOR #5 | Motor LT 150HP | ELV | RTF | FOS | OPERATING | 4 | 2010-12-21
EVE02001 | K6-1091 | Battery Bank 130V, EPP | Battery Bank-Nickel Cad | EHV | PM | FOS | OPERATING | 4 | 2024-04-11
EVE02002 | K6-1091 | Battery Charger 130V, EPP | Battery Charger | EHV | PM | FOS | OPERATING | 3 | 2023-08-01
EVE02003 | K6-1091 | Lead Sled | Battery Bank-Lead Acid (VRLA) | EHV | PM | FOS | OPERATING | 4 | 2023-12-01
EVE03002 | K6-1091 | XFMR STA.SER. SS3 GEN PLANT 150KVA 13.8KV-208/120V OIL TYPE PDMT ABB | Transformers-Oil-MV | EHV | N/A | XSD | DECOMMISSIONED | 2 | 2016-08-15
EVE03002-R1 | K6-1091 | XFMR STA.SER. SS3 GEN PLANT 150KVA 13.2KV-208/120V FR3 TYPE PDMT EATON | Transformers-Oil-MV | EHV | PM | FOS | OPERATING | 4 | 2023-09-02
EVE05001 | K6-1091 | SS 853 2500KVA 13.8KV-480/277V FR3 TYPE PDMT ABB | Transformers-Oil-MV | EHV | PM/PT | FOS | OPERATING | 4 | 2023-09-14
EVE06001 | K6-1091 | SS 854 2500KVA 13.8KV-480/277V FR3 TYPE PDMT ABB | Transformers-Oil-MV | EHV | PM/PT | FOS | OPERATING | 4 | 2023-09-14
EVE07001 | K6-1091 | SS 855 150KVA 13.8KV-480/277V FR3 TYPE PDMT ABB | Transformers-Oil-MV | EHV | PM/PT | FOS | OPERATING | 4 | 2023-09-02
EVF41001 | K6-1091 | FACP, SIMPLEX 4002 | FACP | PSY | N/A | XSD | DECOMMISSIONED | 3 | 2016-02-12
EVFFART001 | K6-1091 | CENTRAL RADIO MONITORING SYSTEM (CRMS) TRANSCEIVER | CRMS | PSY | PM | FOS | OPERATING | 4 | 2023-07-16
EVFH1135 | K6-1091 | HYDRANT, FIRE, KENNEDY, 5 1/4" 1995 | Hydrant | WWS | PM | FOS | OPERATING | 4 | 2023-07-25
EVFSYPA002 | K6-1091 | PRE-ACTION FIRE SPRINKLER SYSTEM w/GN2 | Pre-Action | PSY | PM | FOS | OPERATING | 3 | 2024-02-05
EVG01001 | K6-1091 | GENERATOR #1, 2000 KW, with Engine Oil pan 100 gallon | Generator-Stationary-Level 1 | EHV | PM/RI | FOS | OPERATING | 4 | 2024-05-08
EVG01002 | K6-1091 | GENERATOR #2, 2000 KW, with Engine Oil pan 100 gallon | Generator-Stationary-Level 1 | EHV | PM/RI | FOS | OPERATING | 3 | 2024-05-08
EVG01003 | K6-1091 | GENERATOR #3, 2000 KW, with Engine Oil pan 100 gallon | Generator-Stationary-Level 1 | EHV | PM/RI | FOS | OPERATING | 4 | 2024-05-09
EVG01004 | K6-1091 | GENERATOR #4, 2000 KW, with Engine Oil pan 100 gallon | Generator-Stationary-Level 1 | EHV | PM/RI | FOS | OPERATING | 3 | 2024-05-09
EVG01005 | K6-1091 | GENERATOR #5, 2000 KW, with Engine Oil pan 100 gallon | Generator-Stationary-Level 1 | EHV | PM/RI | FOS | OPERATING | 4 | 2024-05-09
EVG02001 | K6-1091 | RESISTOR, NEUTRAL GROUNDING, 40 OHM, GEN #1 | Resistor | EHV | RTF | FOS | OPERATING | 4 | 2011-05-26
EVG02002 | K6-1091 | RESISTOR, NEUTRAL GROUNDING, 40 OHM, GEN #2 | Resistor | EHV | RTF | FOS | OPERATING | 4 | 2011-07-14
EVS12002-R1 | K6-1091 | BFP WATTS 709 6" DC NORTH UNIT, S/N 258356 | BFP | WWS | PM | FOS | OPERATING | 4 | 2023-10-09
EVS12003 | K6-1091 | BFP WATTS 709 6" DC S. UNIT, S/N 258460 | BFP-Fire | WWS | PM | FOS | OPERATING | 4 | 2024-03-27
EWP01569 | K6-1696 | EYEWASH, PORTABLE, W/ DRENCH HOSE | Shwr-Eyewash-Portable-Pressurized | WWS | PM | FOS | OPERATING | 4 | 2024-02-05
EWP03380 | J6-2466 | EYEWASH, PORTABLE, ENCON | Shwr-Eyewash-Portable-Pressurized | WWS | PM | FOS | OPERATING | 3 | 2024-05-09
EWP08493 | K6-1696 | EYEWASH, PORTABLE, W/ DRENCH HOSE | Shwr-Eyewash-Portable-Pressurized | WWS | PM | FOS | OPERATING | 3 | 2024-02-05
EWP0P011 | K6-0947 | EYEWASH, PORTABLE, W/ DRENCH HOSE | Shwr-Eyewash-Portable-Pressurized | WWS | PM | FOS | OPERATING | 2 | 2024-02-06
EWP0P064 | L6-0247 | EYEWASH, PORTABLE, ENCON | Shwr-Eyewash-Portable-Pressurized | WWS | PM | FOS | OPERATING | 4 | 2024-04-18
EWP0P065 | K6-0947 | EYEWASH, PORTABLE, W/ DRENCH HOSE | Shwr-Eyewash-Portable-Pressurized | WWS | PM | FOS | OPERATING | 3 | 2024-02-27
EWP0P106 | K6-1696 | EYEWASH, PORTABLE, W/ DRENCH HOSE | Shwr-Eyewash-Portable-Pressurized | WWS | PM | FOS | OPERATING | 3 | 2024-02-01
EWP0P118 | K6-1696 | EYEWASH, PORTABLE, W/ DRENCH HOSE | Shwr-Eyewash-Portable-Pressurized | WWS | PM | FOS | OPERATING | 4 | 2024-02-05
EX201001 | K6-0998 | LIGHTNING PROTECTION | Lightning Prot | ELV | PM | FOS | OPERATING | 3 | 2021-02-10
EX302001 | K6-0998 | SHOWER & EYEWASH SAFETY SPEAKMAN | Shwr-Eyewash | WWS | PM/TS | NOS | DECOMMISSIONED | 4 | 2015-01-27
EX501002 | K6-0998 | ROOF, HAZ WASTE BLDG METAL 1496 SF | Roof-Metal | STR | N/A | XSD | DECOMMISSIONED | 1 | 2017-08-08
EX501002-R1 | K6-0998 | ROOF, HAZ WASTE BLDG METAL 1496 SF | Roof-Metal | STR | PM | FOS | OPERATING | 4 | 2023-08-15
EX501003 | K6-0851 | ROOF, BUILT-UP, 800 SF | Roof-BUR | STR | PM | FOS | OPERATING | 3 | 2023-08-18
EY000065 | M6-0138 | EYEWASH, PORTABLE, METAL CANISTER TYPE | Shwr-Eyewash-Portable-Pressurized | WWS | PM | FOS | OPERATING | 3 | 2024-05-09
EY000100 | M7-0360 | EYE WASH UNIT EMERGENCY, PORTABLE | Shwr-Eyewash-Portable-Gravity | WWS | RTF | FOS | OPERATING | 4 | 2011-04-28
EY000101 | M7-0505 | EYE WASH UNIT EMERGENCY, PORTABLE | Shwr-Eyewash-Portable-Gravity | WWS | RTF | FOS | OPERATING | 4 | 2011-04-15
EY000102 | M6-0794 | EYE WASH UNIT EMERGENCY, PORTABLE | Shwr-Eyewash-Portable-Gravity | WWS | RTF | FOS | OPERATING | 4 | 2011-10-25
EY000103 | M7-0505 | EYE WASH UNIT EMERGENCY, PORTABLE | Shwr-Eyewash-Portable-Gravity | WWS | RTF | FOS | OPERATING | 4 | 2011-04-15
EY000104 | K6-0848 | EYE WASH UNIT EMERGENCY, PORTABLE | Shwr-Eyewash-Portable-Gravity | WWS | RTF | FOS | OPERATING | 4 | 2011-05-04
EY000106 | M7-0362 | EYE WASH UNIT EMERGENCY, PORTABLE (SPARE) | Shwr-Eyewash-Portable-Gravity | WWS | RTF | FOS | OPERATING | 4 | 2011-04-11
EY000107 | M7-0505 | EYE WASH UNIT EMERGENCY, PORTABLE | Shwr-Eyewash-Portable-Gravity | WWS | RTF | FOS | OPERATING | 4 | 2011-04-15
EY000108 | M7-0360 | EYE WASH UNIT EMERGENCY, PORTABLE | Shwr-Eyewash-Portable-Gravity | WWS | RTF | FOS | OPERATING | 4 | 2011-05-22
EY000109 | M7-0360 | EYE WASH UNIT EMERGENCY, PORTABLE | Shwr-Eyewash-Portable-Gravity | WWS | RTF | FOS | OPERATING | 4 | 2011-05-22
EY000110 | M7-0360 | EYE WASH UNIT EMERGENCY, PORTABLE | Shwr-Eyewash-Portable-Gravity | WWS | RTF | FOS | OPERATING | 4 | 2011-05-03
EY000111 | M7-0362 | EYE WASH UNIT EMERGENCY, PORTABLE | Shwr-Eyewash-Portable-Gravity | WWS | RTF | FOS | OPERATING | 4 | 2011-04-28
EY000112 | M7-0505 | EYE WASH UNIT EMERGENCY, PORTABLE | Shwr-Eyewash-Portable-Gravity | WWS | RTF | FOS | OPERATING | 4 | 2011-04-15
EY000113 | K6-0996A | EYE WASH UNIT EMERGENCY, PORTABLE (SPARE) | Shwr-Eyewash-Portable | WWS | N/A | NSP | DECOMMISSIONED | 4 | 2011-04-11
EY000115 | M7-0505 | EYE WASH UNIT EMERGENCY, PORTABLE | Shwr-Eyewash-Portable-Gravity | WWS | RTF | FOS | OPERATING | 4 | 2011-04-18
EY000116 | M7-0360 | EYE WASH UNIT EMERGENCY, PORTABLE | Shwr-Eyewash-Portable-Gravity | WWS | RTF | FOS | OPERATING | 4 | 2011-04-28
EY000117 | 60640 | EYEWASH, PORTABLE, FENDALL | Shwr-Eyewash-Portable-Gravity | WWS | RTF | FOS | OPERATING | 4 | 2011-05-04
EY000118 | M7-0505 | EYE WASH UNIT EMERGENCY, PORTABLE | Shwr-Eyewash-Portable-Gravity | WWS | RTF | FOS | OPERATING | 5 | 2010-10-14
EY000120 | M7-0360 | EYE WASH UNIT EMERGENCY, PORTABLE | Shwr-Eyewash-Portable-Gravity | WWS | RTF | FOS | OPERATING | 4 | 2011-05-22
EY000121 | M7-0505 | EYE WASH UNIT EMERGENCY, PORTABLE | Shwr-Eyewash-Portable-Gravity | WWS | RTF | FOS | OPERATING | 4 | 2011-04-18
EY000123 | M6-0698 | EYE WASH UNIT EMERGENCY, PORTABLE | Shwr-Eyewash-Portable-Gravity | WWS | RTF | FOS | OPERATING | 4 | 2011-10-25
EY000124 | M7-0360 | EYE WASH UNIT EMERGENCY, PORTABLE | Shwr-Eyewash-Portable-Gravity | WWS | RTF | FOS | OPERATING | 4 | 2011-05-09
EY000125 | M6-0794 | EYE WASH UNIT EMERGENCY, PORTABLE | Shwr-Eyewash-Portable-Gravity | WWS | RTF | FOS | OPERATING | 4 | 2011-10-25
EY000126 | M7-0505 | EYE WASH UNIT EMERGENCY, PORTABLE | Shwr-Eyewash-Portable-Gravity | WWS | RTF | FOS | OPERATING | 4 | 2011-04-18
EY000127 | M6-0698 | EYE WASH UNIT EMERGENCY, PORTABLE | Shwr-Eyewash-Portable-Gravity | WWS | RTF | FOS | OPERATING | 4 | 2011-04-19
EY000129 | M7-0362 | EYE WASH UNIT EMERGENCY, PORTABLE (SPARE) | Shwr-Eyewash-Portable-Gravity | WWS | RTF | FOS | OPERATING | 4 | 2011-04-11
EY000130 | M6-0698 | EYE WASH UNIT EMERGENCY, PORTABLE | Shwr-Eyewash-Portable-Gravity | WWS | RTF | FOS | OPERATING | 4 | 2011-04-13
EY000131 | M6-0698 | EYE WASH UNIT EMERGENCY, PORTABLE | Shwr-Eyewash-Portable-Gravity | WWS | RTF | FOS | OPERATING | 4 | 2011-10-25
EY000132 | M6-0794 | EYE WASH UNIT EMERGENCY, PORTABLE | Shwr-Eyewash-Portable-Gravity | WWS | RTF | FOS | OPERATING | 4 | 2011-10-27
EY000134 | M7-0362 | EYE WASH UNIT EMERGENCY, PORTABLE (SPARE) | Shwr-Eyewash-Portable-Gravity | WWS | RTF | FOS | OPERATING | 4 | 2011-04-11
EY000136 | M7-1354 | EYEWASH, PORTABLE, FENDALL | Shwr-Eyewash-Portable-Gravity | WWS | RTF | FOS | OPERATING | 4 | 2011-04-21
EY000138 | M7-1104 | EYE WASH UNIT EMERGENCY, PORTABLE, FENDALL | Shwr-Eyewash-Portable-Gravity | WWS | RTF | FOS | OPERATING | 4 | 2011-04-22
EY000139 | M7-0360 | EYE WASH UNIT EMERGENCY, PORTABLE | Shwr-Eyewash-Portable-Gravity | WWS | RTF | FOS | OPERATING | 4 | 2011-05-03
EY000140 | M7-0362 | EYE WASH UNIT EMERGENCY, PORTABLE | Shwr-Eyewash-Portable-Gravity | WWS | RTF | FOS | OPERATING | 4 | 2011-04-12
EY000142 | M7-0360 | EYE WASH UNIT EMERGENCY, PORTABLE | Shwr-Eyewash-Portable-Gravity | WWS | RTF | FOS | OPERATING | 4 | 2011-05-22
EY000143 | M7-0360 | EYE WASH UNIT EMERGENCY, PORTABLE | Shwr-Eyewash-Portable-Gravity | WWS | RTF | FOS | OPERATING | 4 | 2011-05-03
EY000144 | M7-0360 | EYE WASH UNIT EMERGENCY, PORTABLE | Shwr-Eyewash-Portable-Gravity | WWS | RTF | FOS | OPERATING | 4 | 2011-05-09
EY000145 | K6-2359 | EYEWASH, PORTABLE, FENDALL | Shwr-Eyewash-Portable-Gravity | WWS | RTF | FOS | OPERATING | 4 | 2011-05-09
EY000146 | M6-0698 | EYE WASH UNIT EMERGENCY, PORTABLE | Shwr-Eyewash-Portable-Gravity | WWS | RTF | FOS | OPERATING | 4 | 2011-10-26
EY000147 | M7-0361 | EYE WASH UNIT EMERGENCY, PORTABLE | Shwr-Eyewash-Portable-Gravity | WWS | RTF | FOS | OPERATING | 4 | 2011-05-03
EY000148 | M7-0505 | EYE WASH UNIT EMERGENCY, PORTABLE | Shwr-Eyewash-Portable-Gravity | WWS | RTF | FOS | OPERATING | 4 | 2011-04-18
EY000151 | M7-0581 | EYEWASH, PORTABLE, ENCON | Shwr-Eyewash-Portable-Pressurized | WWS | PM | FOS | OPERATING | 4 | 2024-05-09
EY000152 | K8-0600 | EYEWASH, PORTABLE, ENCON | Shwr-Eyewash-Portable-Pressurized | WWS | PM | FOS | OPERATING | 4 | 2023-11-08
EY000153 | K6-1696 | EYEWASH UNIT, ENCON | Shwr-Eyewash-Portable-Pressurized | WWS | PM | FOS | OPERATING | 4 | 2023-11-29
EY000154 | L6-0247 | Eyewash Unit Emergency, Portable Metal Type | Shwr-Eyewash-Portable-Pressurized | WWS | PM | FOS | OPERATING | 4 | 2024-04-18
EY000156 | K6-0996A | EYE WASH UNIT EMERGENCY, PORTABLE METAL TYPE | Shwr-Eyewash-Portable-Pressurized | WWS | N/A | NSP | DECOMMISSIONED | 3 | 2017-10-04
EY000158 | M7-0505 | EYE WASH UNIT EMERGENCY, PORTABLE METAL TYPE (SEEK# MCC7907) | Shwr-Eyewash-Portable-Pressurized | WWS | PM | FOS | OPERATING | 3 | 2024-04-30
EY000160 | M7-0360 | EYE WASH UNIT, (MCC 7916) / METAL TYPE | Shwr-Eyewash-Portable-Pressurized | WWS | PM | FOS | OPERATING | 3 | 2024-04-25
EY000162 | J5-0341 | EYE WASH, PORTABLE, ENCON | Shwr-Eyewash-Portable-Pressurized | WWS | PM | FOS | OPERATING | 4 | 2023-12-15
EY000169 | K6-1696 | Eyewash, Portable, with Drench Hose | Shwr-Eyewash-Portable-Pressurized | WWS | PM | FOS | OPERATING | 3 | 2023-11-21
EY000175 | K6-1696 | EYEWASH UNIT, PORTABLE, GUARDIAN G1562 | Shwr-Eyewash-Portable-Pressurized | WWS | PM/TS | NOS | MISSING | 4 | 2019-12-02
EY000176 | M7-0360 | EYEWASH UNIT, PORTABLE, GUARDIAN G1562 | Shwr-Eyewash-Portable-Pressurized | WWS | PM | FOS | OPERATING | 3 | 2024-04-29
EY000178 | M7-0505 | EYEWASH, PORTABLE WITH DRENCH HOSE | Shwr-Eyewash-Portable-Pressurized | WWS | PM | FOS | OPERATING | 4 | 2023-11-13
EY000179 | M7-0360 | EYEWASH UNIT, ENCON | Shwr-Eyewash-Portable-Pressurized | WWS | PM | FOS | OPERATING | 3 | 2024-04-25
EY000181 | M7-0505A | EYEWASH, PORTABLE, ENCON | Shwr-Eyewash-Portable-Pressurized | WWS | PM | FOS | OPERATING | 3 | 2023-11-27
EY000186 | M7-0581 | EYEWASH, PORTABLE, GUARDIAN | Shwr-Eyewash-Portable-Pressurized | WWS | PM | FOS | OPERATING | 4 | 2023-11-01
EY000187 | M7-0581 | EYEWASH, PORTABLE, GUARDIAN | Shwr-Eyewash-Portable-Pressurized | WWS | PM | FOS | OPERATING | 4 | 2024-05-09
EY001317 | M7-0355 | EYEWASH, PORTABLE, METAL CANISTER TYPE | Shwr-Eyewash-Portable-Pressurized | WWS | PM | FOS | OPERATING | 3 | 2023-09-28
EY002059 | K6-1696 | EYEWASH, PORTABLE, ENCON | Shwr-Eyewash-Portable-Pressurized | WWS | PM | FOS | OPERATING | 4 | 2023-11-28
EY003840 | K6-0794 | EYEWASH, PORTABLE, ENCON | Shwr-Eyewash-Portable-Pressurized | WWS | PM | FOS | OPERATING | 4 | 2024-02-14
EY005495 | K6-0497 | EYEWASH, PORTABLE, METAL CANISTER TYPE | Shwr-Eyewash-Portable-Pressurized | WWS | PM | FOS | OPERATING | 3 | 2024-02-27
EY007789 | M7-0355 | EYEWASH, PORTABLE, METAL CANISTER TYPE | Shwr-Eyewash-Portable-Pressurized | WWS | PM | FOS | OPERATING | 3 | 2023-10-03
EY008364 | M7-0361 | EYEWASH, PORTABLE, ENCON | Shwr-Eyewash-Portable-Pressurized | WWS | PM/AS | NSP | DECOMMISSIONED | 4 | 2021-02-10
EY00P111 | K6-2096 | EYEWASH, PORTABLE, ENCON | Shwr-Eyewash-Portable-Pressurized | WWS | PM | FOS | OPERATING | 4 | 2023-11-09
EY015232 | K6-1547 | EYEWASH, PORTABLE, ENCON | Shwr-Eyewash-Portable-Pressurized | WWS | PM | FOS | OPERATING | 3 | 2024-02-06
EY015299 | K6-0345 | EYEWASH, PORTABLE, ENCON | Shwr-Eyewash-Portable-Pressurized | WWS | PM | FOS | OPERATING | 3 | 2024-02-09
EYPEW002 | J7-0385 | EYEWASH, PORTABLE, ENCON | Shwr-Eyewash-Portable-Pressurized | WWS | PM | FOS | OPERATING | 4 | 2023-11-08
EYPEW007 | K7-0569 | EYEWASH, PORTABLE, ENCON | Shwr-Eyewash-Portable-Pressurized | WWS | PM | FOS | OPERATING | 3 | 2024-05-02
EYPEW009 | J7-0337 | EYEWASH, PORTABLE, METAL CANISTER TYPE | Shwr-Eyewash-Portable-Pressurized | WWS | PM | FOS | OPERATING | 3 | 2023-11-10
EYPEW014 | M6-0139 | EYEWASH, PORTABLE, ENCON | Shwr-Eyewash-Portable-Pressurized | WWS | PM | FOS | OPERATING | 3 | 2024-05-09
EYPEW016 | M7-0361 | EYEWASH, PORTABLE, ENCON | Shwr-Eyewash-Portable-Pressurized | WWS | PM/AS | NSP | DECOMMISSIONED | 4 | 2021-02-10
EYPEW018 | M7-0355 | EYEWASH, PORTABLE, METAL CANISTER TYPE | Shwr-Eyewash-Portable-Pressurized | WWS | PM | FOS | OPERATING | 4 | 2024-01-12
EYPEW022 | M6-0695 | EYEWASH, PORTABLE, METAL CANISTER TYPE | Shwr-Eyewash-Portable-Pressurized | WWS | PM | FOS | OPERATING | 3 | 2023-01-03
EYPEW023 | K6-1397 | EYEWASH, PORTABLE, ENCON | Shwr-Eyewash-Portable-Pressurized | WWS | PM | FOS | OPERATING | 4 | 2023-11-07
EYPEW026 | K6-1996D | EYEWASH, PORTABLE, ENCON | Shwr-Eyewash-Portable-Pressurized | WWS | PM | FOS | OPERATING | 4 | 2024-04-18
F1301001 | K6-1249 | GREASE TRAP, OSB II | Grease Trap | WWS | PM | FOS | OPERATING | 3 | 2024-04-20
F6-2325ELVVL | F6-2325 | BLDG. F6-2325 ELV ELECTRICAL LOW VOLTAGE SUBSYSTEMS | Panel-LV | ELV | HO | FOS | OPERATING | 4 | 2011-01-11
F7AIVEF15 | L6-0248 | Exhaust Fan EF-15, (480 VAC, Local Service Disonnect) | Fan-Exhaust-LT100HP-LS | HVC | PM | FOS | OPERATING | 3 | 2024-02-28
F7AIVFSU1 | L6-0248 | Filtered Supply Unt FSU-1 (480 VAC, Local Service Disconnect) | Fan-Supply-LT100HP | HVC | N/A | XSD | DECOMMISSIONED | 1 | 2023-03-06
FAE01001 | J6-1725 | SS 899 300KVA 13.8KV-208/120V OIL TYPE PDMT SQ D | Transformers-Oil-MV | EHV | N/A | XSD | DECOMMISSIONED | 4 | 2020-10-27
FAE90001 | J6-1725 | GROUNDING SYSTEM FACILITY | Grounding | ELV | N/A | NAB | ABANDONED | 4 | 2021-06-14
FCEPV001 | L5-0583 | Solar Inverter PV-2, Off-Grid, 1KVA 120VAC, Mill Site | Solar PV System LT 5KW | ELV | PM | FOS | OPERATING | 4 | 2023-12-07
FD501002 | K7-0517 | ROOF, HAZ WASTE STAGING METAL BUILDING | Roof-Metal | STR | N/A | XSD | DECOMMISSIONED | 1 | 2021-06-23
FD501003 | K7-0517A | ROOF, METAL 2400 SF K BOTTLE STORAGE BLDG | Roof-Metal | STR | PM | FOS | OPERATING | 3 | 2023-10-04
FF10008 | J8-1708 | Firex Freeze Return FFIV-7 | Valves-Fire | WWS | N/A | NIC | NOT_IN_CONTRACT | 3 | 2012-05-08
FF501002 | M6-0689 | ROOF, FUELING FAC, 2880 SF | Roof-BUR | STR | PM | FOS | OPERATING | 2 | 2017-08-08
FF801017 | M6-0689B | COMPRESSOR, RECIPROCAL CNG DRIVEN 3-STAGE DRESSER- | Compressors-CNG | HVC | PM/TS | NAB | ABANDONED | 3 | 2013-03-21
FF801018 | M6-0689 | AIR COMPRESSOR, RECIP, QUINCY | Compressors-Air-Reciprocating | HVC | N/A | XSD | DECOMMISSIONED | 3 | 2015-10-05
FF803008 | M6-0689 | COMPRESSED NATURAL GAS (CNG), DISPENSER A | Dispenser-CNG | MEC | N/A | NAB | ABANDONED | 4 | 2012-02-23
FF803009 | M6-0689 | COMPRESSED NATURAL GAS (CNG), DISPENSER B | Dispenser-CNG | MEC | N/A | NAB | ABANDONED | 4 | 2012-02-23
FF803010 | M6-0689 | COMPRESSED NATURAL GAS (CNG), DISPENSER C | Dispenser-CNG | MEC | N/A | NAB | ABANDONED | 4 | 2012-02-23
FF803011 | M6-0689 | COMPRESSED NATURAL GAS (CNG), DISPENSER D | Dispenser-CNG | MEC | N/A | NAB | ABANDONED | 4 | 2012-02-23
FFACA001 | M6-0744 | AIR COMPRESSOR, RECIP, QUINCY | Compressors-Air-Reciprocating | HVC | PM | FOS | OPERATING | 2 | 2024-03-21
FFACA0101 | M6-0689 | AIR COMPRESSOR, RECIP, CURTIS AIR COMPR | Compressors-Air-Reciprocating | HVC | N/A | NIC | NOT_IN_CONTRACT | 2 | 2015-10-05
FFACACP001 | M6-0689A | AIR COMPRESSOR, PORTABLE, CNG HURRICANE, M/N CNG-90 | Compressors-Air-Portable | HVC | N/A | XSD | DECOMMISSIONED | 4 | 2011-03-24
FH501002 | M7-0404 | ROOF, HPG STOR FAC 2916 SQ FT | Roof-BUR | STR | PM | FOS | OPERATING | 2 | 2023-01-12
FI308001 | K6-1249 | FILTER, WATER, CUNO | Filters-Water | WWS | PM | FOS | OPERATING | 4 | 2023-11-13
FI308002 | K6-1249 | FILTER, WATER, CUNO | Filters-Water | WWS | PM | FOS | OPERATING | 3 | 2023-11-14
FI402002 | K6-1249 | Pump, Domestic Booster, PACO | Pump-Dom | WWS | PM | FOS | OPERATING | 2 | 2019-09-11
FI402003 | K6-1249 | Pump, Domestic Booster, PACO | Pump-Dom | WWS | PM | FOS | OPERATING | 3 | 2024-02-21
FI501003 | K6-1249 | ROOF, OPERATIONS SPRT BLDG II , BUR-A 190,000 SF | Roof-BUR | STR | N/A | XSD | DECOMMISSIONED | 2 | 2017-08-08
FI501003-R1 | K6-1249 | ROOF, OPERATIONS SPRT BLDG II, BUR-A 190,000 SF | Roof-BUR | STR | PM | FOS | OPERATING | 4 | 2023-07-14
FI501004 | K6-1249 | CANOPY AND MAIN ENTRANCE NORTH SIDE, K6-1249 | Structure | STR | PM | FOS | OPERATING | 4 | 2024-01-26
FI504001 | K6-1249 | DOOR, ELECTRIC MOTOR, HANDICAP | Doors-Ped | MEC | PM | FOS | OPERATING | 4 | 2024-04-02
FI504002 | K6-1249 | DOOR, ELECTRIC MOTOR, HANDICAP | Doors-Ped | MEC | PM | FOS | OPERATING | 1 | 2023-01-30
FI504003 | K6-1249 | DOOR, ELECTRIC MOTOR, HANDICAP | Doors-Ped | MEC | PM | FOS | OPERATING | 4 | 2024-04-02
FI601001 | K6-1249 | DOOR, ROLLUP, ELECTRIC | Doors-Roll-up Elec | MEC | RTF | FOS | OPERATING | 4 | 2010-07-23
FI651001 | K6-1249 | DOOR, AUTOMATIC, DUAL SLIDING | Doors-Ped | MEC | PM | FOS | OPERATING | 4 | 2024-01-18
FIA04005 | K6-1249 | Dust Collector, DC-1 (Service Disconnect located next to unit) | Dust Collector | HVC | PM | FOS | OPERATING | 4 | 2023-12-28
FIA07001 | K6-1249 | AHU-1 (combination VFD with Bypass mounted on wall next to unit) | AHU-CHW-5T_30T | HVC | PM | FOS | OPERATING | 3 | 2024-02-16
FIA07002 | K6-1249 | AHU-2 (combination VFD with Bypass mounted on wall next to unit) | AHU-CHW-5T_30T | HVC | PM | FOS | OPERATING | 3 | 2024-02-20
FIA07003 | K6-1249 | AHU-3 (combination VFD with Bypass mounted on wall next to unit) | AHU-CHW-5T_30T | HVC | PM | FOS | OPERATING | 3 | 2024-02-20
FIA07004 | K6-1249 | AHU-4 (combination VFD with Bypass mounted on wall next to unit) | AHU-CHW-5T_30T | HVC | PM | FOS | OPERATING | 3 | 2024-02-19
FIA07005 | K6-1249 | AHU-5 (combination VFD with Bypass mounted on wall next to unit) | AHU-CHW-5T_30T | HVC | PM | FOS | OPERATING | 3 | 2024-02-22
FIA07006 | K6-1249 | AHU-6 (combination VFD with Bypass mounted on wall next to unit) | AHU-CHW-5T_30T | HVC | PM | FOS | OPERATING | 3 | 2024-03-06
FIA07007 | K6-1249 | AHU-7 (combination VFD with Bypass mounted on wall next to unit) | AHU-CHW-5T_30T | HVC | PM | FOS | OPERATING | 3 | 2024-03-04
FIA07008 | K6-1249 | AHU-8 (combination VFD with Bypass mounted on wall next to unit) | AHU-CHW-5T_30T | HVC | PM | FOS | OPERATING | 3 | 2024-03-06
FIA07009 | K6-1249 | AHU-9 (combination VFD with Bypass mounted on wall next to unit) | AHU-CHW-5T_30T | HVC | PM | FOS | OPERATING | 3 | 2024-03-07
FIA07010 | K6-1249 | AHU-10 (Disconnect is mounted on the unit) | AHU-CHW-5T_30T | HVC | PM | FOS | OPERATING | 2 | 2024-03-14
FIA07011 | K6-1249 | AHU-11 (combination VFD with Bypass located in Mech Rm 515) | AHU-CHW-5T_30T | HVC | N/A | XSD | DECOMMISSIONED | 2 | 2019-05-21
FIA08001 | K6-1249 | Tertiary CHW Pump, TCHP-13 (Combined VFD w/Bypass mounted on wall next to unit) | Pump-Pad Mount-(CHW/CW)-GT10HP | HVC | PM | FOS | OPERATING | 3 | 2024-04-03
FIA08002 | K6-1249 | Tertiary CHW Pump, TCHP-14(Combined VFD w/Bypass mounted on wall next to unit) | Pump-Pad Mount-(CHW/CW)-GT10HP | HVC | PM | FOS | OPERATING | 4 | 2024-04-03
FIACAAD001 | K6-1249 | Compressed Air Dryer | Refrigeration-Air Dryer | HVC | PM | FOS | OPERATING | 3 | 2023-11-30
FIAIAAH011 | K6-1249 | AHU-11 (combination VFD with Bypass located in Mech Rm 515) | AHU-CHW-5T_30T | HVC | PM | FOS | OPERATING | 3 | 2024-03-29
FIC0004 | K6-0848 | Controls, PLC [FIC0004] | Controls-PLC | ELV | RTF | FOS | OPERATING | 4 | 2015-11-07
FIC0006 | K6-1094 | Controls, PLC [FIC0006] | Controls-PLC | ELV | RTF | FOS | OPERATING | 4 | 2015-11-08
FIC0010 | K6-0900 | Controls, PLC [FIC0010] | Controls-PLC | ELV | RTF | FOS | OPERATING | 4 | 2012-10-20
FIC0014 | K6-0894 | Controls, PLC [FIC0014] | Controls-PLC | ELV | RTF | FOS | OPERATING | 4 | 2016-01-27
FIC0016 | K6-0696 | Controls, PLC [FIC0016] | Controls-PLC | HVC | RTF | FOS | OPERATING | 4 | 2015-11-11
FIC0032 | M6-0138 | Controls, PLC [FIC0032] | Controls-PLC | ELV | RTF | FOS | OPERATING | 4 | 2015-11-09
FIC0034 | M6-0138 | Controls, PLC [FIC0034] | Controls-PLC | ELV | RTF | FOS | OPERATING | 4 | 2015-11-08
FIC0042 | K6-1193 | Controls, PLC [FIC0042] | Controls-PLC | ELV | RTF | FOS | OPERATING | 4 | 2015-11-08
FIC0044 | K6-1193 | Controls, PLC [FIC0044] | Controls-PLC | ELV | RTF | FOS | OPERATING | 4 | 2015-11-09
FIC0056 | J8-1708 | Field Interface Controller, [FIC0056] | Battery-Controls | ELV | N/A | NIC | NOT_IN_CONTRACT | 4 | 2012-11-27
FIC0168 | K6-0947 | Master Control Diesel Fire Pump P-1 | Controls-Fire-Pump | ELV | N/A | XSD | DECOMMISSIONED | 3 | 2021-02-19
FIC0170 | K6-0947 | Master Control Diesel Fire Pump P-2 | Controls-Fire-Pump | ELV | N/A | XSD | DECOMMISSIONED | 3 | 2021-02-19
FIC0172 | K6-0947 | Master Control Diesel Fire Pump P-3 | Controls-Fire-Pump | ELV | N/A | XSD | DECOMMISSIONED | 3 | 2021-02-24
FIC0174 | K6-0947 | Master Control Diesel Fire Pump P-4 | Controls-Fire-Pump | ELV | N/A | XSD | DECOMMISSIONED | 4 | 2021-02-24
FIDT2001 | K6-1249 | PUMP, ZYMOX DRAIN DEGREASER, OSB II | Pump-Drain | WWS | PM | FOS | OPERATING | 3 | 2024-04-24
FIDT2002 | K6-1249 | PUMP, ZYMOX DRAIN DEGREASER, OSB II | Pump-Drain | WWS | PM | FOS | OPERATING | 3 | 2024-04-26
FIE01003 | K6-1249 | SS 1149A 1500KVA 13.8KV/480V PDMT | Transformers-Oil-MV | EHV | PT | FOS | OPERATING | 4 | 2022-10-18
FIE02001 | K6-1249 | SS 1149B 1500KVA 13.8KV/480V PDMT | Transformers-Oil-MV | EHV | PT | FOS | OPERATING | 4 | 2024-04-03
FIFFACP001 | K6-1249 | FACP, SIMPLEX 4100U | FACP | PSY | PM | FOS | OPERATING | 3 | 2023-12-19
FIFFART001 | K6-1249 | CENTRAL RADIO MONITORING SYSTEM (CRMS) TRANSCEIVER | CRMS | PSY | PM | FOS | OPERATING | 3 | 2023-04-15
FIFH1015 | K6-1249 | Hydrant, Fire, Mueller 5-1/4 2005 | Hydrant | WWS | PM | FOS | OPERATING | 4 | 2024-01-19
FIFH1060 | K6-1249 | Hydrant, Fire, Mueller 5-1/4 2005 | Hydrant | WWS | PM | FOS | OPERATING | 3 | 2024-01-26
FIFH1245 | K6-1249 | Hydrant, Fire, Mueller 5-1/4 2003 | Hydrant | WWS | PM | FOS | OPERATING | 4 | 2024-01-25
FIFH1315 | K6-1249 | Hydrant, Fire, Mueller 5-1/4 2003 | Hydrant | WWS | PM | FOS | OPERATING | 3 | 2024-01-21
FIFSCWC501 | K6-1249 | WET CHEM FIRE SUPPRESSION SYSTEM, W/ GAS VALVE | Wet Chem | PSY | PM | FOS | OPERATING | 3 | 2023-10-02
FIFSYDS520 | K6-1249 | DRY PIPE FIRE SPRINKLER SYSTEM, FL 5-OBSV DECK w/GN2 | Dry Pipe | PSY | PM/TS | FOS | OPERATING | 3 | 2021-05-04
FIFSYST001 | K6-1249 | STANDPIPE SYSTEM / HOSE STATIONS | Valves-Fire Hose | PSY | PM | FOS | OPERATING | 3 | 2024-05-03
FIFSYWS111 | K6-1249 | WET PIPE FIRE SPRINKLER SYSTEM, N. ELEV PIT | Wet Pipe | PSY | PM/TS | FOS | OPERATING | 3 | 2021-03-08
FIFSYWS112 | K6-1249 | WET PIPE FIRE SPRINKLER SYSTEM, FL 1-NORTH | Wet Pipe | PSY | PM/TS | FOS | OPERATING | 3 | 2021-03-09
FIFSYWS121 | K6-1249 | WET PIPE FIRE SPRINKLER SYSTEM, S. ELEV PIT | Wet Pipe | PSY | PM/TS | NOS | OPERATING | 3 | 2021-03-08
FIFSYWS122 | K6-1249 | WET PIPE FIRE SPRINKLER SYSTEM, FL 1-SOUTH | Wet Pipe | PSY | PM/TS | FOS | OPERATING | 3 | 2021-03-10
FIFSYWS211 | K6-1249 | WET PIPE FIRE SPRINKLER SYSTEM, FL 2-NORTH | Wet Pipe | PSY | PM/TS | FOS | OPERATING | 3 | 2021-03-10
FIFSYWS221 | K6-1249 | WET PIPE FIRE SPRINKLER SYSTEM, FL 2-SOUTH | Wet Pipe | PSY | PM/TS | FOS | OPERATING | 3 | 2021-03-09
FIFSYWS311 | K6-1249 | WET PIPE FIRE SPRINKLER SYSTEM, FL 3-NORTH | Wet Pipe | PSY | PM/TS | FOS | OPERATING | 3 | 2021-03-11
FIFSYWS321 | K6-1249 | WET PIPE FIRE SPRINKLER SYSTEM, FL 3-SOUTH | Wet Pipe | PSY | PM/TS | NOS | OPERATING | 3 | 2021-03-11
FIFSYWS411 | K6-1249 | WET PIPE FIRE SPRINKLER SYSTEM, FL 4-NORTH | Wet Pipe | PSY | PM/TS | FOS | OPERATING | 3 | 2021-01-13
FIFSYWS421 | K6-1249 | WET PIPE FIRE SPRINKLER SYSTEM, FL 4-SOUTH | Wet Pipe | PSY | PM/TS | FOS | OPERATING | 3 | 2021-01-15
FIFSYWS511 | K6-1249 | WET PIPE FIRE SPRINKLER SYSTEM, FL 5-NORTH | Wet Pipe | PSY | PM/TS | FOS | OPERATING | 3 | 2021-03-24
FIFSYWS521 | K6-1249 | WET PIPE FIRE SPRINKLER SYSTEM, FL 5-SOUTH | Wet Pipe | PSY | PM/TS | NOS | OPERATING | 3 | 2021-03-15
FIFSYWS611 | K6-1249 | WET PIPE FIRE SPRINKLER SYSTEM, FL 6-NORTH | Wet Pipe | PSY | PM/TS | FOS | OPERATING | 3 | 2021-03-12
FIFSYWS612 | K6-1249 | WET PIPE FIRE SPRINKLER SYSTEM, N ELEV, MACH RM | Wet Pipe | PSY | PM/TS | FOS | OPERATING | 3 | 2021-03-12
FIFSYWS621 | K6-1249 | WET PIPE FIRE SPRINKLER SYSTEM, S. ELEV, MACH RM | Wet Pipe | PSY | PM/TS | NOS | OPERATING | 3 | 2021-08-16
FIFSYWS622 | K6-1249 | WET PIPE FIRE SPRINKLER SYSTEM, FL 6, TOP STRWY | Wet Pipe | PSY | PM | FOS | OPERATING | 3 | 2023-05-23
FIFUCNG001 | K6-1249 | Facility Natural Gas Piping | Gas Piping | MEC | PM | FOS | OPERATING | 4 | 2023-06-15
FIS12001 | K6-1249 | BFP 1" RP, WILKINS-ZURN, S/N 1141918 | BFP | WWS | PM | FOS | OPERATING | 4 | 2023-06-20
FIS12002 | K6-1249 | BFP 2" RP, WILKINS-ZURN, S/N 156868 | BFP | WWS | PM | FOS | OPERATING | 4 | 2023-06-20
FIS12003 | K6-1249 | BFP 2" RP, WILKINS-ZURN, S/N 1983069 | BFP | WWS | PM | FOS | OPERATING | 4 | 2023-06-20
FIS12004 | K6-1249 | BFP 4" RP, WILKINS-ZURN, S/N L17725 | BFP | WWS | PM | FOS | OPERATING | 3 | 2023-06-16
FIS12005 | K6-1249 | BFP 6" DC, HUNTER INNOVATIONS, S/N CG-0282 | BFP | WWS | PM | FOS | OPERATING | 3 | 2023-06-16
FISO1001 | K6-1249 | PUMP , FIRE, OSB II | Pump-Fire | WWS | PM | FOS | OPERATING | 4 | 2024-05-03
FKE01002 | K6-1249 | SS 852 500KVA 13.8KV 120/208 S#010718-VA1 SQ D | Transformers-Oil-MV | EHV | PM | FOS | OPERATING | 4 | 2023-01-19
FKFH1005 | UK-0031 | HYDRANT, FIRE | Hydrant | WWS | PM | FOS | OPERATING | 4 | 2024-03-25
FLDH0011 | K7-0165 | DRUM HANDLING DEVICE | Drum Handling | FMT | N/A | NIC | NOT_IN_CONTRACT | 3 | 2015-02-03
FLDH0017 | M6-0894 | DRUM HANDLING DEVICE, 1500 LBS | Drum Handling | FMT | PM | FOS | OPERATING | 4 | 2023-10-30
FLDH0020 | K7-0165 | DRUM HANDLING DEVICE, 1500 LBS | Drum Handling | FMT | N/A | NIC | NOT_IN_CONTRACT | 4 | 2015-01-07
FLDH0021 | K7-0165 | DRUM HANDLING DEVICE, 800 LBS | Drum Handling | FMT | N/A | NIC | NOT_IN_CONTRACT | 4 | 2015-01-07
FLDH0023 | K7-0165 | DRUM HANDLING DEVICE, 1500 LBS | Drum Handling | FMT | N/A | NIC | NOT_IN_CONTRACT | 4 | 2016-01-06
FLDH0025 | M6-0486 | DRUM HANDLING DEVICE, 1500 LBS | Drum Handling | FMT | PM | FOS | OPERATING | 4 | 2023-11-22
FLDH0101 | M6-0688 | DRUM HANDLING DEVICE, 1500 LBS CAPACITY | Drum Handling | FMT | N/A | NIC | NOT_IN_CONTRACT | 4 | 2016-01-05
FLDH0103 | K7-0165 | DRUM HANDLING DEVICE, DUAL 3000 LBS | Drum Handling | FMT | N/A | NIC | NOT_IN_CONTRACT | 3 | 2015-02-03
FLDH0104 | M6-1625 | DRUM HANDLER 1500 LBS. | Drum Handling | FMT | PM | FOS | OPERATING | 4 | 2023-01-23
FLDH0106 | K6-1547 | DRUM HANDLER, WESCO,1500 LBS | Drum Handling | FMT | PM | FOS | OPERATING | 4 | 2024-01-29
FLLF0001 | M6-0688 | LIFTING FIXTURE / JULIET 1-0616 | Lifting Fixture | FMT | PM | FOS | OPERATING | 4 | 2023-10-04
FN301001 | K7-0165 | SHOWER & EYEWASH SAFETY SPEAKMAN | Shwr-Eyewash | WWS | PM | FOS | OPERATING | 2 | 2024-02-23
FN301002 | K7-0165 | SHOWER & EYEWASH SAFETY SPEAKMAN | Shwr-Eyewash | WWS | PM | FOS | OPERATING | 2 | 2024-02-23
FN303001 | K7-0165 | SHOWER & EYEWASH SAFETY HAWS | Shwr-Eyewash | WWS | PM | FOS | OPERATING | 2 | 2024-02-23
FN501002 | K7-0165 | ROOF, HAZ WASTE FAC | Roof-Metal | STR | PM/TS | NOS | DECOMMISSIONED | 2 | 2017-08-08
FP101005 | J6-2370 | FAN, INTAKE | Fan-Supply-LT100HP | MEC | PM | FOS | OPERATING | 4 | 2022-11-03
FP101006 | J6-2370 | FAN, EXHAUST | Fan-Exhaust-LT100HP-Kitchen | MEC | PM | FOS | OPERATING | 4 | 2022-10-24
FP101007 | J6-2370 | FAN, EXHAUST | Fan-Exhaust-LT100HP | MEC | RTF | FOS | OPERATING | 3 | 2011-06-16
FP203002 | K6-1248 | LIGHTNING PROTECTION | Lightning Prot | ELV | N/A | XSD | DECOMMISSIONED | 4 | 2011-04-02
FP302001 | J6-2370 | EYEWASH, BRADLEY | Shwr-Eyewash | WWS | PM | FOS | OPERATING | 2 | 2024-04-23
FP308001 | J6-2370 | FILTER, WATER, WHIRLPOOL REFRIGERATOR #1 | Filters-Water | WWS | PM | FOS | OPERATING | 4 | 2023-12-15
FP308002 | J6-2370 | FILTER, WATER, WHIRLPOOL REFRIGERATOR #2 | Filters-Water | WWS | N/A | XSD | DECOMMISSIONED | 5 | 2018-06-13
FP308003 | J6-2370 | FILTER, WATER, WHIRLPOOL REFRIGERATOR #3 | Filters-Water | WWS | PM | FOS | OPERATING | 4 | 2023-12-15
FP308004 | J6-2370 | FILTER, WATER, AQUA PURE AP11T | Filters-Water | WWS | PM | FOS | OPERATING | 3 | 2024-03-14
FP308005 | J6-2370 | FILTER, WATER, AQUA PURE AP11T | Filters-Water | WWS | PM | FOS | OPERATING | 3 | 2024-03-14
FP501004 | J6-2370 | ROOF, FIRE STATION #2, BUR, 21,143 SF | Roof-BUR | STR | PM | FOS | OPERATING | 4 | 2023-09-07
FP601004 | J6-2370 | DOOR, ROLLUP, ELECTRIC | Doors-Roll-up Elec-Fire | MEC | PM | FOS | OPERATING | 4 | 2023-11-30
FP601005 | J6-2370 | DOOR, ROLLUP, ELECTRIC | Doors-Roll-up Elec-Fire | MEC | PM | FOS | OPERATING | 4 | 2023-11-30
FP601006 | J6-2370 | DOOR, ROLLUP, ELECTRIC | Doors-Roll-up Elec-Fire | MEC | PM | FOS | OPERATING | 4 | 2023-11-30
FP601007 | J6-2370 | DOOR, ROLLUP, ELECTRIC | Doors-Roll-up Elec-Fire | MEC | PM | FOS | OPERATING | 4 | 2023-11-11
FP601008 | J6-2370 | DOOR, ROLLUP, ELECTRIC | Doors-Roll-up Elec-Fire | MEC | PM | FOS | OPERATING | 4 | 2023-11-30
FP601009 | J6-2370 | DOOR, ROLLUP, ELECTRIC | Doors-Roll-up Elec-Fire | MEC | PM | FOS | OPERATING | 4 | 2023-11-11
FP601010 | J6-2370 | DOOR, ROLLUP, ELECTRIC | Doors-Roll-up Elec-Fire | MEC | PM | FOS | OPERATING | 4 | 2023-11-30
FP601011 | J6-2370 | DOOR, ROLLUP, ELECTRIC | Doors-Roll-up Elec-Fire | MEC | PM | FOS | OPERATING | 4 | 2023-05-27
FP601012 | J6-2370 | DOOR, ROLLUP, ELECTRIC | Doors-Roll-up Elec-Fire | MEC | PM | FOS | OPERATING | 4 | 2023-05-28
FP601013 | J6-2370 | DOOR, ROLLUP, ELECTRIC | Doors-Roll-up Elec-Fire | MEC | PM | FOS | OPERATING | 4 | 2023-11-11
FP601014 | J6-2370 | DOOR, ROLLUP, ELECTRIC | Doors-Roll-up Elec-Fire | MEC | PM | FOS | OPERATING | 4 | 2023-11-11
FP601015 | J6-2370 | DOOR, ROLLUP, ELECTRIC | Doors-Roll-up Elec-Fire | MEC | PM | FOS | OPERATING | 4 | 2023-06-01
FP701002 | J6-2370 | Dishwasher, LG | Kitchen-Dishmachine | SPE | N/A | XSD | DECOMMISSIONED | 4 | 2012-09-24
FP701003 | J6-2370 | HOOD VENT, CAFE, Station #2 | Kitchen-Hood | MEC | PM | FOS | OPERATING | 4 | 2024-05-06
FPACAAD001-R1 | J6-2370 | AIR DRYER, REFRIGERATED | Refrigeration-Air Dryer | HVC | PM | FOS | OPERATING | 3 | 2023-06-04
FPACACP001 | J6-2370 | AIR COMPRESSOR, RECIP, S/N 0002482 | Compressors-Air-Reciprocating | HVC | PM | FOS | OPERATING | 4 | 2024-03-19
FPACWPP001 | J6-2370 | PUMP, CW | Pump-Pad Mount-(CHW/CW)-GT10HP | HVC | PM | FOS | OPERATING | 4 | 2024-03-06
FPACWPP002 | J6-2370 | PUMP, CW | Pump-Pad Mount-(CHW/CW)-GT10HP | HVC | PM | FOS | OPERATING | 4 | 2024-03-06
FPAIAAH001 | J6-2370 | AHU, CW | AHU-CHW-5T_30T | HVC | PM | FOS | OPERATING | 1 | 2024-03-06
FPAIACH001 | J6-2370 | CHILLER, SCROLL, AIR-COOLED | Chiller-Package | HVC | N/A | XSD | DECOMMISSIONED | 2 | 2018-09-18
FPAIACH001-R1 | J6-2370 | CHILLER, SCROLL, AIR-COOLED | Chiller-Package | HVC | PM | FOS | OPERATING | 2 | 2024-02-21
FPARWIM001 | J6-2370 | Ice Machine, Cube, Hoshizaki, S/N T02243B | Refrigeration-Ice Machine-Cube | HVC | PM | FOS | OPERATING | 3 | 2024-04-12
FPDT001 | J6-2370 | DRAIN TREATMENT PUMP | Pump-Drain | WWS | N/A | XSD | DECOMMISSIONED | 3 | 2021-04-07
FPDT001-R1 | J6-2370 | DRAIN TREATMENT PUMP | Pump-Drain | WWS | PM | FOS | OPERATING | 3 | 2024-04-24
FPE01001 | J6-2370 | SS 1163 500KVA 13.8KV/480V PDMT COOPER | Transformers-Oil-MV | EHV | PM/PT | FOS | OPERATING | 4 | 2023-10-01
FPFFACP001 | J6-2370 | FACP, SIMPLEX 4100U | FACP | PSY | PM | FOS | OPERATING | 3 | 2024-04-24
FPFH1020 | J6-2370 | HYDRANT, FIRE, JONES | Hydrant | WWS | PM | FOS | OPERATING | 4 | 2023-06-02
FPFH1060 | J6-2370 | HYDRANT, FIRE, JONES | Hydrant | WWS | PM | FOS | OPERATING | 4 | 2023-06-01
FPFH1170 | J6-2370 | HYDRANT, FIRE, JONES | Hydrant | WWS | PM | FOS | OPERATING | 3 | 2023-06-01
FPFH1300 | J6-2370 | HYDRANT, FIRE, JONES | Hydrant | WWS | PM | FOS | OPERATING | 4 | 2023-06-02
FPFSCWC001 | J6-2370 | WET CHEMICAL SYSTEM, WITH GAS VALVE | Wet Chem | PSY | PM | FOS | OPERATING | 3 | 2024-04-24
FPFSYWS001 | J6-2370 | WET PIPE SPRINKLER SYSTEM, 6" w/GN2 | Wet Pipe | PSY | PM | FOS | OPERATING | 3 | 2023-11-14
FPFUCNG001 | J6-2370 | Facility Natural Gas Piping | Gas Piping | MEC | PM | FOS | OPERATING | 3 | 2023-08-16
FPG01001 | K6-1248 | GENERATOR, 125KW, 277/480V, 60HZ | Generator-Stationary-Level 2 | ELV | N/A | XSD | DECOMMISSIONED | 4 | 2013-10-23
FPG02001 | J6-2370 | GENERATOR, DIESEL, 3 PHASE, 230KW, STANDBY, with 500 Gallon Fixed Belly Tank | Generator-Stationary-Level 2 | ELV | PM/RI | FOS | OPERATING | 4 | 2024-04-24
FPS12002 | J6-2370 | BFP, FEBCO, 2-1/2" RP | BFP | WWS | N/A | XSD | DECOMMISSIONED | 3 | 2015-05-15
FPS12002-R1 | J6-2370 | BFP, FEBCO, 2-1/2" RP, S/N N1505290122 | BFP | WWS | PM | FOS | OPERATING | 4 | 2023-06-06
FPS12003 | J6-2370 | BFP, FEBCO, 6" DC, S/N F01412081041 | BFP | WWS | PM | FOS | OPERATING | 4 | 2023-05-28
FPS12004 | J6-2370 | BFP 1" WATTS 009, RP, S/N A01247 | BFP | WWS | PM | FOS | OPERATING | 4 | 2023-06-22
FQ301001 | M7-0409A | PUMP SUMP TEEL M/N 3P531 S/N 3JCDS1H50E | Pump-Sump | MEC | RTF | FOS | OPERATING | 4 | 2011-06-15
FQ302001 | M7-0409A | PUMP SUMP SUBMERSIBLE TYPE | Pump-Sump | MEC | RTF | FOS | OPERATING | 4 | 2011-06-15
FQ501002 | M7-0409A | ROOF, EQUIPMENT BLDG 3000 SF | Roof-BUR | STR | PM | FOS | OPERATING | 2 | 2022-01-19
FQA02009 | M7-0409A | CHW PUMP - ALLIS CHALMERS | Pump-Pad Mount-(CHW/CW)-GT10HP | HVC | PM | FOS | OPERATING | 3 | 2023-10-25
FQA02010 | M7-0409A | CHW PUMP - ALLIS CHALMERS | Pump-Pad Mount-(CHW/CW)-GT10HP | HVC | PM | FOS | OPERATING | 3 | 2023-10-25
FQAHWPP001 | M7-0409A | HOT WATER PUMP, PEERLESS S/N 653728 | Pump-Pad Mount-(HTHW/HW)-GT10HP | HVC | N/A | XSD | DECOMMISSIONED | 4 | 2021-03-24
FQAHWPP001-R1 | M7-0409A | HOT WATER PUMP, Taco, EC51992/3 | Pump-Pad Mount-(HTHW/HW)-GT10HP | HVC | PM | FOS | OPERATING | 4 | 2024-03-08
FQE90001 | M7-0409A | GROUNDING SYSTEM FACILITY | Grounding | ELV | N/A | XSD | DECOMMISSIONED | 3 | 2011-04-06
FQS12003 | M7-0409A | BFP WATTS 909 1" S/N 170144 E.UNIT | BFP | WWS | PM | FOS | OPERATING | 3 | 2023-06-23
FQS12004 | M7-0409A | BFP WATTS 909 1" S/N 170143 W.UNIT | BFP | WWS | PM | FOS | OPERATING | 4 | 2023-05-30
FR101001 | M7-0409 | FAN EXH E2 OCTAGON S/N 14260 | Fan-Exhaust-LT100HP | MEC | RTF | FOS | OPERATING | 4 | 2011-06-21
FR101002 | M7-0409 | EXHAUST FAN E3, OCTAGON S/N 14269 | Fan-Exhaust-LT100HP | HVC | RTF | FOS | OPERATING | 4 | 2011-04-06
FR102001 | M7-0409 | EXHAUST FAN E1, OCTAGON S/N 14259 | Fan-Exhaust-LT100HP | HVC | RTF | FOS | OPERATING | 4 | 2011-06-10
FR104001 | M7-0409 | FAN EXH E3 PWRLINE M/N 5K43MG636A BELT DR | Fan-Exhaust-LT100HP | MEC | RTF | FOS | OPERATING | 4 | 2011-06-21
FR206001 | M7-0409 | LIGHTNING PROTECTION | Lightning Prot | ELV | PM | FOS | OPERATING | 4 | 2023-07-25
FR2ELITE2 | M7-0459 | LIGHTS, EMERGENCY & EXIT, M7-0459 | Emer-Exit Lights Self Testing 2 | ELV | RTF | FOS | OPERATING | 4 | 2015-02-20
FR302001 | M7-0409 | Safety Shower, Eyewash, Bradley Model S19314 | Shwr-Eyewash | WWS | PM | FOS | OPERATING | 3 | 2023-11-03
FR302002 | M7-0409 | EYEWASH UNIT, SINK MOUNTED, GUARDIAN G5022 | Shwr-Eyewash | WWS | PM | FOS | OPERATING | 4 | 2023-06-28
FR308001 | M7-0409 | WATER FILTER, CHARCOAL, CUNO | Filters-Water | WWS | PM | FOS | OPERATING | 3 | 2023-12-14
FR313001 | M7-0355 | EYEWASH, PORTABLE, ENCON | Shwr-Eyewash-Portable-Pressurized | WWS | PM | FOS | OPERATING | 3 | 2023-12-01
FR501002 | M7-0409 | ROOF, ENG DEV LABORATORY 47228 SF | Roof-BUR | STR | PM | FOS | OPERATING | 3 | 2024-02-07
FR501003 | M7-0459 | ROOF, ISSC CONCESSION BLDG, METAL, 2592 SF | Roof-Metal | STR | PM | FOS | OPERATING | 3 | 2024-01-23
FR501005 | M7-0460 | ROOF, STORAGE BLDG, METAL, 1600 SF | Roof-Metal | STR | PM | FOS | OPERATING | 3 | 2023-01-24
FR501005A | M7-0460A | ROOF, STORAGE BLDG, METAL, 1600 SF | Roof-Metal | STR | PM | FOS | OPERATING | 3 | 2024-01-23
FR501101 | M7-0409 | Lifeline, Thaler | Fall Prot | STR | PM | FOS | OPERATING | 4 | 2024-04-16
FR501102 | M7-0409 | Lifeline, Thaler | Fall Prot | STR | PM | FOS | OPERATING | 4 | 2024-04-16
FR504001 | M7-0409 | DOOR, AUTOMATIC, SLIDING, CENTER OPENING | Doors-Ped | MEC | PM | FOS | OPERATING | 4 | 2024-01-19
FR504002 | M7-0409 | DOOR, AUTOMATIC, SLIDING, SIDE OPENING | Doors-Ped | MEC | PM | FOS | OPERATING | 4 | 2024-01-19
FR601001 | M7-0409 | ELEVATOR #1 EDL, HYDRAULIC, CAPACITY 2500 LBS,with 195 Gallon Tank | Elevator, Hydraulic | MEC | PM | FOS | OPERATING | 4 | 2024-04-12
FR602001 | M7-0409 | ELEVATOR #2 EDL, HYDRAULIC, SOUTH, CAPACITY 4500 LBS. with 143 Gallon Tank | Elevator, Hydraulic | MEC | PM | FOS | OPERATING | 4 | 2024-04-18
FRA09001 | M7-0409 | AIR HANDLING UNIT, COMP RM, TRANE S/N K87C06201 | AHU-CHW-Computer-5T_30T | HVC | PM | FOS | OPERATING | 4 | 2023-12-26
FRA10001 | M7-0409 | AIR HANDLING UNIT, CHW S/N K9OH24246 | AHU-CHW-5T_30T | HVC | PM | FOS | OPERATING | 4 | 2023-12-26
FRA10002 | M7-0409 | AIR HANDLING UNIT, CHW TRANE S/N T04J55992 | AHU-CHW-5T_30T | HVC | PM | FOS | OPERATING | 3 | 2024-01-25
FRA10003 | M7-0409 | SENSOR RM TEMP WL MNT FARTFR03A | Controls | HVC | RTF | FOS | OPERATING | 5 | 2010-10-20
FRA10004 | M7-0409 | SENSOR RM TEMP WL MNT FARTFR04A | Controls | HVC | RTF | FOS | OPERATING | 5 | 2010-10-20
FRA10005 | M7-0409 | SENSOR RM TEMP WL MNT FARTFR05A | Controls | HVC | RTF | FOS | OPERATING | 5 | 2010-10-21
FRACA067 | M7-0409 | COMPRESSESD AIR DISTRIBUTION SYSTEM, BACKUP | Filters-HVC-CAIR-Remote | MEC | PM | FOS | OPERATING | 3 | 2023-08-24
FRACAAD001 | M7-0409 | Compressed Air Dryer, Zander KMT | Desiccant-Air Dryer | HVC | PM | FOS | OPERATING | 4 | 2024-03-19
FRACAAD002 | M7-0409 | Compressed Air Dryer, Zander KMT | Desiccant-Air Dryer | HVC | PM | FOS | OPERATING | 4 | 2024-03-19
FRACATS001 | M7-0409 | Air Receiver, Manchester NB 400972 | Air Receiver-Remote | HVC | PM | FOS | OPERATING | 4 | 2023-10-17
FRACATS002 | M7-0409 | Air Receiver, NB 69910L | Air Receiver-Remote | HVC | N/A | XSD | DECOMMISSIONED | 3 | 2021-10-05
FRACATS002-R1 | M7-0409 | Air Receiver, NB SF-302686 | Air Receiver-Remote | HVC | PM | FOS | OPERATING | 4 | 2023-08-22
FRAHWBH001 | M7-0409A | HOT WATER BOILER, #440 | Boilers-Modular/Pulse | HVC | PM | FOS | OPERATING | 3 | 2024-05-04
FRAHWBH002 | M7-0409A | HOT WATER BOILER, #545 | Boilers-Modular/Pulse | HVC | PM | FOS | OPERATING | 4 | 2024-04-27
FRAIAAH001 | M7-0409 | AHU PF-1 MCQUAY S/N FB0U090601588 | AHU-CHW-GT30T | HVC | PM | FOS | OPERATING | 3 | 2024-01-05
FRAIAAH002 | M7-0409 | AHU PF-2 MCQUAY S/N FB0U090601599 | AHU-CHW-GT30T | HVC | PM | FOS | OPERATING | 3 | 2023-12-29
FRAIAAH003 | M7-0409 | AHU PF-3 MCQUAY S/N FB0U090601825 | AHU-CHW-GT30T | HVC | PM | FOS | OPERATING | 3 | 2024-04-29
FRAIAAH004 | M7-0409 | AHU PF-4 MCQUAY S/N FB0U090601799 | AHU-CHW-GT30T | HVC | PM | FOS | OPERATING | 4 | 2024-04-26
FRAIAAH005 | M7-0459 | AHU Trane S/N K97G79162 | AHU-CHW-LT5T | HVC | PM/TS | NAB | ABANDONED | 1 | 2022-02-03
FRAIAAX001 | M7-0460A | AIR HANDLER DX | AHU-DX-5T_30T | HVC | N/A | XSD | DECOMMISSIONED | 4 | 2016-07-05
FRAIAAX001-R1 | M7-0460 | AIR HANDLER DX | AHU-DX-5T_30T | HVC | PM | FOS | OPERATING | 4 | 2024-04-12
FRAIAAX002 | M7-0460 | AIR HANDLER DX | AHU-DX-5T_30T | HVC | N/A | XSD | DECOMMISSIONED | 5 | 2016-09-29
FRAIAAX002-R1 | M7-0460A | AIR HANDLER DX | AHU-DX-5T_30T | HVC | PM | FOS | OPERATING | 3 | 2024-04-29
FRAIACU001 | M7-0460A | CONDENSING UNIT | AHU-DX-Condenser | HVC | N/A | XSD | DECOMMISSIONED | 2 | 2016-09-19
FRAIACU001-R1 | M7-0460 | CONDENSING UNIT | AHU-DX-Condenser | HVC | PM | FOS | OPERATING | 4 | 2023-07-14
FRAIACU002 | M7-0460 | CONDENSING UNIT | AHU-DX-Condenser | HVC | N/A | XSD | DECOMMISSIONED | 5 | 2016-09-19
FRAIACU002-R1 | M7-0460A | CONDENSING UNIT | AHU-DX-Condenser | HVC | PM | FOS | OPERATING | 4 | 2023-07-25
FRAIAUA005 | M7-0459A | A/C UNIT | AHU-DX-LT5T | HVC | N/A | XSD | DECOMMISSIONED | 4 | 2012-11-12
FRAIVFN004 | M7-0409 | Exhaust Fan, Swamp Works Lab | Fan-Exhaust-LT100HP-LS | HVC | PM | FOS | OPERATING | 2 | 2024-04-25
FRARWIM001 | M7-0459 | ICE MACHINE S/N 04766162 | Refrigeration-Ice Machine-Cube | HVC | PM | FOS | OPERATING | 5 | 2024-04-25
FRE01001-R1 | M7-0409 | SS 179 500KVA 13.2KV-480/277V FR3 TYPE PDMT COOPER | Transformers-Oil-MV | EHV | PT | FOS | OPERATING | 4 | 2023-04-01
FRE01002 | M7-0409 | SS-179,Â Substation Secondary, EDL | Substation-LV-Molded Case | ELV | PM | FOS | OPERATING | 3 | 2021-08-10
FRE02001-R1 | M7-0409 | SS 180 500KVA 13.2KV-208/120V FR3 TYPE PDMT COOPER | Transformers-Oil-MV | EHV | PT | FOS | OPERATING | 3 | 2023-03-12
FRE02002 | M7-0409 | SS-180,Â Substation Secondary, EDL | Substation-LV-Molded Case | ELV | PM | FOS | OPERATING | 2 | 2024-01-26
FRF23001 | M7-0409 | VALVE, FIRE HOSE SYSTEM UNDER STAIRS | Valves-Fire Hose | PSY | PM | FOS | OPERATING | 3 | 2023-11-08
FRFFAAS001 | M7-0409 | AIR SAMPLING DETECTION SYSTEM, V1, VESDA | ASSD | PSY | PM | FOS | OPERATING | 3 | 2023-12-07
FRFFAAS002 | M7-0409 | AIR SAMPLING DETECTION SYSTEM, V2, VESDA | ASSD | PSY | PM | FOS | OPERATING | 3 | 2023-12-04
FRFFAAS003 | M7-0409 | AIR SAMPLING DETECTION SYSTEM, V3, VESDA | ASSD | PSY | PM | FOS | OPERATING | 3 | 2023-11-29
FRFFAAS004 | M7-0409 | AIR SAMPLING DETECTION SYSTEM, V4, VESDA | ASSD | PSY | PM | FOS | OPERATING | 3 | 2023-12-06
FRFFAAS005 | M7-0409 | AIR SAMPLING DETECTION SYSTEM, V5, VESDA | ASSD | PSY | PM | FOS | OPERATING | 3 | 2023-11-24
FRFFAAS006 | M7-0409 | AIR SAMPLING DETECTION SYSTEM, V6, VESDA | ASSD | PSY | PM | FOS | OPERATING | 4 | 2023-12-06
FRFFAAS007 | M7-0409 | AIR SAMPLING DETECTION SYSTEM, V7, VESDA | ASSD | PSY | PM | FOS | OPERATING | 3 | 2023-12-04
FRFFAAS008 | M7-0409 | AIR SAMPLING DETECTION SYSTEM, V8, VESDA | ASSD | PSY | PM | FOS | OPERATING | 3 | 2023-12-04
FRFFACPN16 | M7-0409 | FACP, SIMPLEX 4100U | FACP | PSY | PM | FOS | OPERATING | 3 | 2023-12-20
FRFFART001 | M7-0409 | CENTRAL RADIO MONITORING SYSTEM (CRMS) TRANSCEIVER | CRMS | PSY | PM | FOS | OPERATING | 3 | 2023-08-09
FRFH1060 | M7-0409 | HYDRANT, FIRE | Hydrant | WWS | PM | FOS | OPERATING | 3 | 2023-07-21
FRFH1200 | M7-0409 | HYDRANT, FIRE, MUELLER 5-1/4" 1996 | Hydrant | WWS | PM | FOS | OPERATING | 3 | 2023-07-21
FRFH1290 | M7-0409 | HYDRANT, FIRE, DARLING 5" 1964 | Hydrant | WWS | PM | FOS | OPERATING | 4 | 2023-08-23
FRFKPCP110 | M7-0409 | INTELLIGENT SYSTEM CONTROLLER #110 | ESS | PSY | PM | FOS | OPERATING | 3 | 2024-02-01
FRFKPDP101 | M7-0409 | DOOR PORTAL | Door Portal | PSY | PM | FOS | OPERATING | 3 | 2024-01-31
FRFKPDP102 | M7-0409 | DOOR PORTAL | Door Portal | PSY | PM | FOS | OPERATING | 3 | 2024-01-31
FRFKPDP103 | M7-0409 | DOOR PORTAL | Door Portal | PSY | PM | FOS | OPERATING | 3 | 2024-01-31
FRFKPDP104 | M7-0409 | DOOR PORTAL | Door Portal | PSY | PM | FOS | OPERATING | 3 | 2024-01-31
FRFKPDP105 | M7-0409 | DOOR PORTAL | Door Portal | PSY | PM | FOS | OPERATING | 3 | 2024-01-31
FRFKPDP106 | M7-0409 | DOOR PORTAL | Door Portal | PSY | PM | FOS | OPERATING | 3 | 2024-02-01
FRFKPDP107 | M7-0409 | DOOR PORTAL | Door Portal | PSY | PM | FOS | OPERATING | 3 | 2024-02-01
FRFSYST001 | M7-0409 | STANDPIPE SYSTEM / HOSE STATIONS | Valves-Fire Hose | PSY | PM | FOS | OPERATING | 3 | 2023-11-10
FRFSYST002 | M7-0459 | STANDPIPE SYSTEM / HOSE STATIONS | Valves-Fire Hose | PSY | PM | FOS | OPERATING | 3 | 2024-01-16
FRFSYWS001 | M7-0409 | WET PIPE FIRE SPRINKLER SYSTEM w/GN2 | Wet Pipe | PSY | PM | FOS | OPERATING | 3 | 2024-01-31
FRFSYWS002 | M7-0459 | WET PIPE FIRE SPRINKLER SYSTEM | Wet Pipe | PSY | PM | FOS | OPERATING | 3 | 2024-02-07
FRFSYWS003 | M7-0409 | WET PIPE FIRE SPRINKLER SYSTEM, FL2 w/GN2 | Wet Pipe | PSY | PM | FOS | OPERATING | 3 | 2024-02-09
FRFUCNG001 | M7-0409 | Facility Natural Gas Piping | Gas Piping | MEC | PM | FOS | OPERATING | 4 | 2023-06-20
FRS12001 | M7-0409 | BFP 3" RPZ FEBCO 825Y, S/N 9612181424 | BFP | WWS | N/A | XSD | DECOMMISSIONED | 3 | 2016-08-31
FRS12001-R1 | M7-0409 | BFP 3" RPZ FEBCO LF860, S/N N1608040624 | BFP | WWS | PM | FOS | OPERATING | 3 | 2023-09-13
FRS12002 | M7-0409 | BFP WATTS 3" RPZ 909, S/N 151068 | BFP | WWS | N/A | XSD | DECOMMISSIONED | 1 | 2016-11-08
FRS12002-R1 | M7-0409 | BFP WATTS LF909 3" S/N 004630 | BFP | WWS | PM | FOS | OPERATING | 4 | 2023-08-30
FRS12003 | M7-0409 | BFP 6" DC FEBCO 805Y, S/N 9706191332 | BFP-Fire | WWS | PM | FOS | OPERATING | 3 | 2024-03-12
FRS12006 | M7-0409 | BFP FEBCO, 2" RP, M/N 825Y, S/N J015678 | BFP | WWS | PM | FOS | OPERATING | 3 | 2023-07-04
FRS12007 | M7-0409 | BFP FEBCO, 2" RP, M/N 825Y, S/N J016144 | BFP | WWS | PM | FOS | OPERATING | 3 | 2023-07-04
FRS12008 | M7-0459 | BFP FEBCO 850 1-1/2â€ DC S/N H55325 | BFP | WWS | PM | FOS | OPERATING | 3 | 2023-09-20
FS101003 | M6-0695 | EXHAUST FAN, DOMEX S/N UXB | Fan-Exhaust-LT100HP | HVC | RTF | FOS | OPERATING | 5 | 2011-01-20
FS103001 | M6-0695 | HOOD RANGE EXHAUST, Station #1 | Kitchen-Hood | MEC | PM | FOS | OPERATING | 4 | 2024-05-06
FS2ELITE | M6-0695 | LIGHTS, EMERGENCY & EXIT, M6-0695 | Emer-Exit Lights Self Testing 2 | ELV | RTF | FOS | OPERATING | 4 | 2017-12-05
FS301001 | M6-0695 | EYEWASH, HAWS | Shwr-Eyewash | WWS | N/A | NAB | ABANDONED | 4 | 2012-02-08
FS308001 | M6-0695 | FILTER, CUNO ON ICE MACHINE | Filters-Water | WWS | PMHL | FOS | OPERATING | 3 | 2016-07-29
FS501002 | M6-0695 | ROOF, FIRE STATION 10680 SF | Roof-BUR | STR | PM | FOS | OPERATING | 1 | 2023-01-30
FS601002 | M6-0695 | DOOR, ROLLUP, ELECTRIC, SN 500-2988 CRAWFORD | Doors-Roll-up Elec-Fire | MEC | PM | FOS | OPERATING | 4 | 2024-04-09
FS601003 | M6-0695 | DOOR, ROLLUP, ELECTRIC, SN 500-2989 CRAWFORD | Doors-Roll-up Elec-Fire | MEC | PM | FOS | OPERATING | 4 | 2024-04-07
FS601004 | M6-0695 | DOOR, ROLLUP, ELECTRIC, SN 500-2984 CRAWFORD | Doors-Roll-up Elec-Fire | MEC | PM | FOS | OPERATING | 4 | 2024-04-08
FS601005 | M6-0695 | DOOR, ROLLUP, ELECTRIC, SN 500-2986 CRAWFORD | Doors-Roll-up Elec-Fire | MEC | PM | FOS | OPERATING | 4 | 2024-04-08
FS601007 | M6-0695 | DOOR, ROLLUP, ELECTRIC | Doors-Roll-up Elec-Fire | MEC | PM | FOS | OPERATING | 4 | 2024-04-08
FS701002 | M6-0695 | DISHWASHER MOD. #3631430690 | Kitchen-Dishmachine | SPE | RTF | FOS | OPERATING | 4 | 2014-06-10
FSA04001-R1 | M6-0695 | PUMP HW B & G Series 1510 S/N C128141 | Pump | WWS | RTF | FOS | OPERATING | 4 | 2014-03-28
FSACACP099 | M6-0695 | AIR COMPRESSOR, RECIP, SPEEDAIRE, 5 HP, 80 Gallon Vertical Receiver | Compressors-Air-Reciprocating | HVC | N/A | XSD | DECOMMISSIONED | 1 | 2020-10-02
FSACACP099-R1 | M6-0695 | AIR COMPRESSOR, RECIP, SPEEDAIRE, 5 HP, 80 Gallon Vertical Receiver | Compressors-Air-Reciprocating | HVC | PM | FOS | OPERATING | 3 | 2024-03-28
FSAHWBH001 | M6-0695 | HOT WATER BOILER, #104791 | Boilers-Modular/Pulse | HVC | PM | FOS | OPERATING | 4 | 2023-12-12
FSAHWBH002 | M6-0695 | HOT WATER BOILER, #104796 | Boilers-Modular/Pulse | HVC | PM | FOS | OPERATING | 4 | 2024-04-03
FSAIAAX001 | M6-0695 | AHU, TRANE S/N 7116L3UBD | AHU-DX-5T_30T | HVC | PM | FOS | OPERATING | 3 | 2023-12-04
FSAIAAX002 | M6-0695 | AHU, TRANE S/N 7102N22BD | AHU-DX-5T_30T | HVC | PM | FOS | OPERATING | 3 | 2024-03-30
FSAIACU001 | M6-0695 | CONDENSING UNIT, TRANE S/N 7165YHCAD | AHU-DX-Condenser | HVC | N/A | XSD | DECOMMISSIONED | 4 | 2023-10-15
FSAIACU002 | M6-0695 | CONDENSING UNIT, TRANE S/N 7165KLJAD | AHU-DX-Condenser | HVC | N/A | XSD | DECOMMISSIONED | 2 | 2023-06-16
FSARWIM001 | M6-0695 | Ice Machine, Cube, ICE-O-MATIC | Refrigeration-Ice Machine-Cube | HVC | N/A | XSD | DECOMMISSIONED | 3 | 2018-04-11
FSARWIM001-R1 | M6-0695 | Ice Machine, Cube, ICE-O-MATIC | Refrigeration-Ice Machine-Cube | HVC | PM | FOS | OPERATING | 3 | 2024-04-11
FSE01001 | M6-0695 | SS 186 112.5KVA 13.2KV-208/120V OIL TYPE ATLANTIC POWER SYSTEM | Transformers-Oil-MV | EHV | PT | FOS | OPERATING | 2 | 2020-08-10
FSE01012 | M6-0695 | ATS 400 AMP | ATS | ELV | PM | FOS | OPERATING | 4 | 2023-12-20
FSE90001 | M6-0695 | GROUNDING SYSTEM FACILITY | Grounding | ELV | PM | FOS | OPERATING | 3 | 2021-12-09
FSFFACP002 | M6-0695 | FACP, SIMPLEX 4100ES | FACP | PSY | PM | FOS | OPERATING | 3 | 2024-01-05
FSFFART001 | M6-0695 | CENTRAL RADIO MONITORING SYSTEM (CRMS) TRANSCEIVER | CRMS | PSY | PM | FOS | OPERATING | 3 | 2024-01-04
FSFSCWC001 | M6-0695 | WET CHEM FIRE SUPPRESSION SYSTEM | Wet Chem | PSY | PM | FOS | OPERATING | 3 | 2023-12-01
FSFSYWS001 | M6-0695 | WET PIPE FIRE SPRINKLER SYSTEM | Wet Pipe | PSY | PM | FOS | OPERATING | 3 | 2023-12-01
FSFUCNG001 | M6-0695 | Facility Natural Gas Piping | Gas Piping | MEC | PM | FOS | OPERATING | 3 | 2020-06-05
FSG01001 | M6-0695 | GENERATOR, DIESEL, 3 PHASE, 208VAC, 80KW, STANDBY, with 200 Gallon Fixed Belly Tank | Generator-Stationary-Level 2 | ELV | PM/RI | FOS | OPERATING | 4 | 2024-04-25
FSG01001T | M6-0695 | Fuel, Tank, Diesel DW, 200 Gallon | Tanks-Fuel | ELV | PM/RI | FOS | OPERATING | 4 | 2024-04-25
FSS12002 | M6-0695 | BFP FEBCO 825Y 3/4" S/N J034841 | BFP | WWS | PM | FOS | OPERATING | 3 | 2024-04-02
FSS12003 | M6-0695 | BFP FEBCO 3" RP, S/N F0205171458, M/N 860 | BFP | WWS | N/A | XSD | DECOMMISSIONED | 2 | 2017-01-13
FSS12003-R1 | M6-0695 | BFP FEBCO 3" RP, S/N N1807250915 M/N LF860 | BFP | WWS | PM | FOS | OPERATING | 4 | 2024-04-11
FSS12004 | M6-0695 | BFP WATTS 6" DC, S/N 1137570710, M/N 774 | BFP-Fire | WWS | PM | FOS | OPERATING | 4 | 2024-04-11
FT2ELITE | M7-1059 | LIGHTS, EMERGENCY & EXIT, M7-1059 | Emer-Exit Lights Self Testing | ELV | PM/AS | FOS | OPERATING | 4 | 2018-01-30
FT501001 | M7-1059 | ROOF, HYPERGOLIC MNT SPRT BLDG #2, METAL, 175 SF | Roof-Metal | STR | PM | FOS | OPERATING | 3 | 2023-05-22
FTA02002 | M7-1059 | Condenser Unit, CU-2 (208-230 VAC, Local Service Disconnect) | Condensing Unit | HVC | N/A | XSD | DECOMMISSIONED | 5 | 2016-09-17
FTA04001 | M7-1059 | Supply Fan SF-1 (480 VAC, Local Service Disconnect) | Fan-Supply-LT100HP | HVC | N/A | XSD | DECOMMISSIONED | 2 | 2017-05-15
FTA06002 | M7-1059 | Water Chiller WC-1 (480 VAC, Local Service Disconnect) | Chiller-Package | HVC | N/A | XSD | DECOMMISSIONED | 3 | 2016-11-22
FTA07009 | M7-1059 | Air Handling Unit, AHU-1 (480 VAC, Local Service Disconnect) | AHU-CHW-5T_30T | HVC | PM | FOS | OPERATING | 3 | 2024-04-18
FTA07010 | M7-1059 | Air Handling Unit, AHU-2 (208-230 VAC, Local Service Disconnect) | Condensing Unit | HVC | N/A | XSD | DECOMMISSIONED | 5 | 2016-09-16
FTA08005 | M7-1059 | Chilled Water Pump, CWP-1 (480 VAC, Local Service Disconnect) | Pump-Vertical-(CHW/CW)-GT10HP | HVC | PM | FOS | OPERATING | 4 | 2024-04-16
FTA08006 | M7-1059 | Chilled Water Pump, CWP-2 (480 VAC, Local Service Disconnect) | Pump-Vertical-(CHW/CW)-GT10HP | HVC | PM | FOS | OPERATING | 4 | 2024-04-17
FTACWCH001 | M7-1059 | Water Chiller WC-1 (480 VAC, Local Service Disconnect) | Chiller-Package | HVC | PM | FOS | OPERATING | 3 | 2024-03-28
FTAHWBH001 | M7-1059 | HWB-1, Hot Water Boiler -1 (Local Service Disconnect) | Boilers-Modular/Pulse | HVC | PM | FOS | OPERATING | 4 | 2024-02-07
FTAIAAX002 | M7-1059 | Air Handling Unit, AHU-2 (208-230 VAC, Local Service Disconnect) | AHU-DX-Condenser | HVC | PM | FOS | OPERATING | 3 | 2023-12-15
FTAIACU002 | M7-1059 | Condenser Unit, CU-2 (208-230 VAC, Local Service Disconnect) | Condensing Unit | HVC | PM | FOS | OPERATING | 3 | 2023-12-12
FTAIVSF001 | M7-1059 | Supply Fan SF-1 (480 VAC, Local Service Disconnect) | Fan-Supply-LT100HP | HVC | PM | FOS | OPERATING | 3 | 2024-03-12
FTE03001 | M7-1011 | SS 109 750KVA 13200/480Y 277V GE | Transformers-Oil-MV | EHV | PM | FOS | OPERATING | 2 | 2020-08-10
FTE04001 | M7-1059 | SS 126, 500KVA, 13.25KV-480V PDMT | Transformers-Oil-MV | EHV | PT | FOS | OPERATING | 4 | 2022-08-08
FTFFACP001 | M7-1059 | FACP SIMPLEX 4020 | FACP | PSY | PM | FOS | OPERATING | 3 | 2023-07-24
FTFFART001 | M7-1059 | CENTRAL RADIO MONITORING SYSTEM (CRMS) TRANSCEIVER | CRMS | PSY | PM | FOS | OPERATING | 2 | 2023-07-21
FTFH1020 | UK-0031 | HYDRANT, FIRE, MUELLER 5-1/4" 1969 | Hydrant | WWS | PM | FOS | OPERATING | 2 | 2023-09-13
FTFH1130 | UK-0031 | HYDRANT, FIRE, MUELLER 5-1/4" 1962 | Hydrant | WWS | N/A | XSD | DECOMMISSIONED | 4 | 2017-08-16
FTFH1130-R1 | UK-0031 | Hydrant, FIRE, AMERICAN DARLING, 2013 | Hydrant | WWS | PM | FOS | OPERATING | 3 | 2023-08-08
FTFH1145 | M7-1059 | HYDRANT, FIRE, MUELLER 5-1/4 2001 | Hydrant | WWS | PM | FOS | OPERATING | 4 | 2023-05-26
FTFH1280 | M7-1059 | HYDRANT, FIRE, MUELLER 5-1/4 2001 | Hydrant | WWS | PM | FOS | OPERATING | 4 | 2023-05-26
FTFH1310 | UK-0031 | HYDRANT, FIRE, MUELLER 5-1/4" 1963 | Hydrant | WWS | PM | FOS | OPERATING | 4 | 2023-08-15
FTFSYWS002 | M7-1059 | WET PIPE FIRE SPRINKLER SYSTEM | Wet Pipe | PSY | PM | FOS | OPERATING | 4 | 2024-01-23
FTFUCNG001 | M7-1059 | Facility Natural Gas Piping | Gas Piping | MEC | PM | FOS | OPERATING | 3 | 2021-09-24
FTS12004 | M7-1059 | BFP ZURN-WILKINS 950 DC 6" S/N A15847 | BFP-Fire | WWS | PM | FOS | OPERATING | 4 | 2024-03-13
FTS12005-R1 | M7-1059 | BFP WATTS LF009M2QT 2" S/N 042612 | BFP | WWS | PM | FOS | OPERATING | 4 | 2023-06-13
FTS12006 | M7-1059 | BFP WATTS 009 DC 1" S/N 145405 | BFP | WWS | PM | FOS | OPERATING | 4 | 2023-06-13
FTS12007 | M7-1059 | BFP WATTS 009 DC 1" S/N 145406 | BFP | WWS | PM | FOS | OPERATING | 4 | 2023-06-21
FU301002 | L7-0888 | SHOWER & EYEWASH SAFETY | Shwr-Eyewash | WWS | N/A | XSD | DECOMMISSIONED | 4 | 2015-03-05
FU301003 | L7-0888 | SHOWER & EYEWASH SAFETY | Shwr-Eyewash | WWS | N/A | XSD | DECOMMISSIONED | 4 | 2015-03-09
FUFH1140 | L7-0888 | HYDRANT, FIRE, MUELLER 5-1/4" 1966 | Hydrant | WWS | N/A | XSD | DECOMMISSIONED | 4 | 2017-08-23
FUFH1140-R1 | UK-0031 | Hydrant, FIRE, AMERICAN DARLING, 2012 | Hydrant | WWS | PM | FOS | OPERATING | 4 | 2023-09-06
FUFH1180 | L7-0888 | HYDRANT, FIRE, MUELLER 5-1/4" 1966 | Hydrant | WWS | N/A | XSD | DECOMMISSIONED | 4 | 2017-08-25
FUFH1180-R1 | UK-0031 | Hydrant, FIRE, AMERICAN DARLING, 2012 | Hydrant | WWS | PM | FOS | OPERATING | 3 | 2023-09-13
FUFH1220 | L7-0888 | HYDRANT, FIRE, MUELLER 5-1/4" 1966 | Hydrant | WWS | N/A | XSD | DECOMMISSIONED | 4 | 2017-08-24
FUFH1220-R1 | UK-0031 | Hydrant, FIRE, AMERICAN DARLING, 2012 | Hydrant | WWS | PM | FOS | OPERATING | 4 | 2023-09-21
FUFH1310 | L7-0888 | HYDRANT, FIRE, MUELLER 5-1/4" 1980 | Hydrant | WWS | N/A | XSD | DECOMMISSIONED | 4 | 2017-08-29
FUFH1310-R1 | UK-0031 | Hydrant, FIRE, AMERICAN DARLING, 2012 | Hydrant | WWS | PM | FOS | OPERATING | 4 | 2023-09-21
FUS12003 | L7-0888 | BFP FEBCO 1 1/2" M/N 825Y S/N BL0980 | BFP | WWS | N/A | NAB | DECOMMISSIONED | 3 | 2014-07-23
FUS12004 | UK-0031 | BFP WATTS 909-M1 8" RP E. UNIT, S/N 627383 | BFP | WWS | PM | FOS | OPERATING | 4 | 2023-08-28
FUS12005 | UK-0031 | BFP WATTS 909-M1 8" RP W. UNIT, S/N 627386 | BFP | WWS | PM | FOS | OPERATING | 3 | 2023-08-22
FWFH1200 | UK-0031 | HYDRANT, FIRE, MUELLER 5-1/4" | Hydrant | WWS | PM | FOS | OPERATING | 4 | 2024-02-08
FWFH1340 | UK-0031 | HYDRANT, FIRE, MUELLER 5-1/4" | Hydrant | WWS | PM | FOS | OPERATING | 4 | 2024-02-08
FWPCV002 | UK-0031 | Pressure Control Valve ASSEMBLY | Pressure Control Valve | WWS | PM | FOS | OPERATING | 3 | 2023-06-27
FWS12001 | UK-0031 | BFP FEBCO 6" 805YD DC N. UNIT, S/N F0203131314 | BFP-Fire | WWS | PM/AS | NAB | ABANDONED | 4 | 2010-10-27
FWS12002 | UK-0031 | BFP FEBCO 6" 805YD DC S. UNIT, S/N 203130816 | BFP-Fire | WWS | PM/AS | NAB | ABANDONED | 4 | 2010-10-27
FWS12004 | UK-0031 | BFP WATTS 909 10" RP NORTH, S/N 403129 | BFP | WWS | PM | FOS | OPERATING | 4 | 2023-09-05
FWS12005 | UK-0031 | BFP WATTS 909 10" RP SOUTH, S/N 403130 | BFP | WWS | PM | FOS | OPERATING | 3 | 2023-09-05
FWS12007 | UK-0031 | BFP FEBCO 825Y, 1", S/N J082319 | BFP | WWS | PM | FOS | OPERATING | 4 | 2024-05-09
FWS12008 | UK-0031 | BFP WATTS 757, 8", S/N 7017948 | BFP-Fire | WWS | PM | FOS | OPERATING | 4 | 2024-05-10
FWS12009 | UK-0031 | BFP, FEBCO 825Y, 1", S/N J083467 | BFP | WWS | PM | FOS | OPERATING | 3 | 2024-05-10
FWS12010 | UK-0031 | BFP, FEBCO 825Y, 1", S/N J083459 | BFP | WWS | PM | FOS | OPERATING | 4 | 2023-05-20
FWS12011 | UK-0031 | BFP, FEBCO 825Y, 1", S/N J083484 | BFP | WWS | PM | FOS | OPERATING | 3 | 2023-05-19
FWS12012 | UK-0031 | BFP, FEBCO 825Y, 1", S/N J100613 | BFP | WWS | PM | FOS | OPERATING | 4 | 2023-05-18
FWS12013 | UK-0031 | BFP, FEBCO 825Y, 1", S/N J083465 | BFP | WWS | PM | FOS | OPERATING | 4 | 2023-05-18
FWS12014 | UK-0031 | BFP, FEBCO 825Y, 1", S/N J083486 | BFP | WWS | PM | FOS | OPERATING | 4 | 2023-05-21
FWS12015 | UK-0031 | BFP, FEBCO 825Y, 1", S/N J083464 | BFP | WWS | N/A | XSD | DECOMMISSIONED | 3 | 2022-05-16
FWS12016 | UK-0031 | BFP, FEBCO 825Y, 1", S/N J083493 | BFP | WWS | PM | FOS | OPERATING | 3 | 2023-05-17
FWS12017 | UK-0031 | BFP, FEBCO 825Y, 1", S/N J083463 | BFP | WWS | PM | FOS | OPERATING | 3 | 2023-05-17
FWS12018 | UK-0031 | BFP, FEBCO 825Y, 1", S/N J083502 | BFP | WWS | PM | FOS | OPERATING | 3 | 2023-05-24
FWS12019 | UK-0031 | BFP, FEBDO 825Y, 1", S/N J083458 | BFP | WWS | PM | FOS | OPERATING | 4 | 2023-05-25
FWS12020 | UK-0031 | BFP, FEBCO 825Y, 3/4", S/N H02961 | BFP | WWS | PM | FOS | OPERATING | 3 | 2023-05-17
FWS12021 | UK-0031 | BFP, WILKINS-ZURN 975XL2, 1", S/N 3824550 | BFP | WWS | PM | FOS | OPERATING | 4 | 2023-07-27
FWS12022 | UK-0031 | BFP, WILKINS-ZURN 975XL2, 1", S/N 3805630 | BFP | WWS | PM | FOS | OPERATING | 4 | 2023-05-17
FZFH1360 | UK-0031 | HYDRANT, FIRE, MUELLER 5-1/4" 1969 | Hydrant | WWS | PM | FOS | OPERATING | 3 | 2024-04-15
G2501002 | M6-0792 | ROOF, CABLE STORAGE SHED 5355 SF | Roof-Metal | STR | PM | FOS | OPERATING | 2 | 2023-01-30
G5-1011ELVVL | G5-1011 | BLDG. G5-1011 ELV ELECTRICAL LOW VOLTAGE SUBSYSTEMS | Panel-LV | ELV | RTF | FOS | OPERATING | 4 | 2011-01-19
G8201001 | M6-1625 | LIGHTNING PROTECTION SYSTEM | Lightning Prot | ELV | PM | FOS | OPERATING | 3 | 2021-11-07
G82ELITE | M6-1625 | LIGHTS, EMERGENCY & EXIT, M6-1625 | Emer-Exit Lights Self Testing 2 | ELV | RTF | FOS | OPERATING | 4 | 2017-12-04
G8302001 | M6-1625 | SAFETY SHOWER / EYEWASH, HAWS M/N 8300, S/N T7R95 | Shwr-Eyewash | WWS | PM | FOS | OPERATING | 3 | 2024-04-12
G8302002 | M6-1625 | SAFETY SHOWER / EYEWASH, HAWS MODEL 8300 | Shwr-Eyewash | WWS | PM | FOS | OPERATING | 3 | 2024-04-12
G8302003 | M6-1633 | EYEWASH STATION | Shwr-Eyewash | WWS | PM | FOS | OPERATING | 3 | 2023-03-10
G8308001 | M6-1625 | FILTER, WATER CUNO, STRING & CHARCOAL, ON ICE MACHINE | Filters-Water | WWS | PMHL | FOS | OPERATING | 3 | 2016-07-19
G8501003 | M6-1623 | ROOF, RIGGING AND STRG BLDG, METAL, 4000 SF | Roof-Metal | STR | PM | FOS | OPERATING | 3 | 2024-03-27
G8501004 | M6-1624 | ROOF, EQP STAGING BLDG, METAL/BUR, 4000 SF | Roof-BUR | STR | PM | FOS | OPERATING | 3 | 2024-03-27
G8501005 | M6-1629 | ROOF, COMPRESSOR BLDG, METAL, 750 SF | Roof-Metal | STR | PM | FOS | OPERATING | 3 | 2023-05-04
G8901001 | M6-1625 | ICE MACHINE, FLAKE, MANITOWOC S/N 950364603 | Refrigeration-Ice Machine-Flake | HVC | N/A | XSD | DECOMMISSIONED | 2 | 2016-06-20
G8901001-R1 | M6-1625 | ICE MACHINE, CUBE, MANITOWOC, M/N ID0452A-161 | Refrigeration-Ice Machine-Cube | HVC | PM | FOS | OPERATING | 4 | 2024-04-15
G8ACAAD002 | M6-1629 | AIR DRYER, REFRIGERATED | Refrigeration-Air Dryer | HVC | PM | FOS | OPERATING | 4 | 2024-01-30
G8ACAAD003 | M6-1629 | AIR DRYER, REFRIGERATED | Refrigeration-Air Dryer | HVC | PM | FOS | OPERATING | 3 | 2024-01-30
G8ACACP001 | M6-1629 | AIR COMPRESSOR, ROTARY SCREW 90 gal lube oil reservoir | Compressors-Air-Screw-SPCC | HVC | PM | FOS | OPERATING | 3 | 2024-03-26
G8ACACP002 | M6-1629 | AIR COMPRESSOR, ROTARY SCREW 90 gal oil reservoir | Compressors-Air-Screw-SPCC | HVC | PM | FOS | OPERATING | 3 | 2024-03-26
G8AIAUA001 | M6-1625 | WALL UNIT, CRAFT | AHU-DX-Wall | HVC | N/A | XSD | DECOMMISSIONED | 4 | 2010-08-30
G8AIAUA002 | M6-1625 | PACKAGE A/C UNIT S/N 541100212L | AHU-DX-Package-5T_30T | HVC | N/A | XSD | DECOMMISSIONED | 2 | 2019-05-20
G8AIAUA002-R1 | M6-1625 | PACKAGE A/C UNIT | AHU-DX-Package-5T_30T | HVC | PM | FOS | OPERATING | 3 | 2024-04-08
G8AIVFN001 | M6-1625 | EXHAUST FAN | Fan-Exhaust-LT100HP | HVC | RTF | FOS | OPERATING | 5 | 2011-03-30
G8E01001 | M6-1625 | USS 121 750KVA 13.2KV - 480/277 | Transformers-Oil-MV | EHV | PT | FOS | OPERATING | 3 | 2023-11-19
G8E01002 | M6-1625 | SS-121, Substation Secondary, Sandblast | Substation-LV-Molded Case | ELV | PM | FOS | OPERATING | 3 | 2023-04-09
G8E90001 | M6-1625 | GROUNDING FACILITY SYSTEM | Grounding-Fence | ELV | PMHL | FOS | OPERATING | 4 | 2011-06-13
G8E90002 | M6-1623 | GROUNDING SYSTEM FACILITY | Grounding | ELV | PM | FOS | OPERATING | 4 | 2020-02-08
G8E90003 | M6-1624 | GROUNDING SYSTEM FACILITY | Grounding | ELV | PM | FOS | OPERATING | 4 | 2020-04-26
G8E90004 | M6-1629 | GROUNDING SYSTEM FACILITY | Grounding | ELV | PM | FOS | OPERATING | 4 | 2020-02-08
G8F20001 | M6-1625 | SPRINKLER SYSTEM, NORTH RISER, PROTECTS FACILITY w/GN2 | Wet Pipe | PSY | PM | FOS | OPERATING | 3 | 2024-01-22
G8F20002 | M6-1625 | SPRINKLER SYSTEM, CENTER RISER, PROTECTS WEST PAIN w/GN2 | Wet Pipe | PSY | PM | FOS | OPERATING | 3 | 2024-05-09
G8F20003 | M6-1625 | SPRINKLER SYSTEM, SOUTH RISER, PROTECTS EAST PAINT w/GN2 | Wet Pipe | PSY | PM | FOS | OPERATING | 3 | 2024-05-09
G8F41001 | M6-1625 | FACP, SIMPLEX 4002 | FACP | PSY | N/A | XSD | DECOMMISSIONED | 3 | 2021-05-26
G8FH1060 | M6-1625 | HYDRANT, FIRE, MUELLER 5-1/4" 1963 | Hydrant | WWS | PM | FOS | OPERATING | 4 | 2023-09-11
G8FH1270 | UK-0031 | HYDRANT, FIRE | Hydrant | WWS | PM | FOS | OPERATING | 3 | 2024-01-05
G8FH1295 | M6-1625 | HYDRANT, FIRE, MUELLER 5-1/4" 1995 | Hydrant | WWS | PM | FOS | OPERATING | 4 | 2023-09-14
G8FH1360 | M6-1625 | HYDRANT, FIRE, KENNEDY 5" 1970 | Hydrant | WWS | PM | FOS | OPERATING | 4 | 2023-09-07
G8S12001 | M6-1625 | BFP, 6" AMES, MDL 2000 SS, S/N 2FM0683 | BFP-Fire | WWS | PM | FOS | OPERATING | 4 | 2024-04-15
G8S12002 | M6-1625 | BFP, 6" AMES, MDL 2000 SS, S/N 2FM0598 | BFP-Fire | WWS | PM | FOS | OPERATING | 4 | 2024-04-15
G92ELITE | M7-1011 | LIGHTS, EMERGENCY & EXIT, M7-1011 | Emer-Exit Lights Self Testing 2 | ELV | RTF | FOS | OPERATING | 4 | 2017-07-11
G9501002 | M7-1011 | ROOF, METAL 6696 SF GSE STORAGE BLDG | Roof-Metal | STR | PM | FOS | OPERATING | 3 | 2024-01-17
G9AIAUA001 | M7-1011 | WALL UNIT, BARD | AHU-DX-Wall | HVC | RTF | FOS | OPERATING | 4 | 2011-06-09
G9F20001 | M7-1011 | SPRINKLER SYSTEM, AUTO 2 | Wet Pipe | PSY | PM | FOS | OPERATING | 3 | 2023-12-21
G9FFACP001 | M7-1011 | FACP, Simplex 4005 | FACP | PSY | PM | FOS | OPERATING | 3 | 2023-08-15
G9FFART001 | M7-1011 | CENTRAL RADIO MONITORING SYSTEM (CRMS) TRANSCEIVER | CRMS | PSY | PM | FOS | OPERATING | 3 | 2023-08-17
G9S12001 | M7-1011 | BFP FEBCO 806 DC FS 6" S/N 0903 | BFP-Fire | WWS | PM | FOS | OPERATING | 4 | 2024-04-05
GA101001 | K6-1446 | EXHAUST FAN, AMMER S/N 71242 | Fan-Exhaust-LT100HP | HVC | RTF | FOS | OPERATING | 4 | 2011-07-01
GA2ELITE | K6-1446 | LIGHTS, EMERGENCY & EXIT, K6-1446 & K6-1446D | Emer-Exit Lights Self Testing 2 | ELV | RTF | FOS | OPERATING | 4 | 2018-01-09
GA301003 | K6-1446 | SHOWER & EYEWASH SAFETY SPEAKMAN | Shwr-Eyewash | WWS | N/A | XSD | DECOMMISSIONED | 3 | 2019-01-18
GA308001 | K6-1446 | FILTER, WATER, NSA, S/N 1477576 | Filters-Water | WWS | PM | FOS | OPERATING | 3 | 2023-11-07
GA501002 | K6-1446 | ROOF, NK OVERHAUL 4800 SF METAL | Roof-Metal | STR | PM | FOS | OPERATING | 2 | 2022-08-08
GA602001 | K6-1446 | 2 TON BOOM HOIST,CRANE INDUSTRIAL,S/N 185 | Hoist | MEC | N/A | XSD | DECOMMISSIONED | 4 | 2011-04-13
GAA00001 | K6-1446 | PACKAGE AHU, HEAT PUMP | AHU-DX-Package-5T_30T | HVC | PM | FOS | OPERATING | 2 | 2019-04-02
GAACA079 | K6-1446 | AIR COMPRESSOR, RECIP, QUINCY | Compressors-Air-Reciprocating | HVC | N/A | XSD | DECOMMISSIONED | 3 | 2019-02-13
GAACA079-R1 | K6-1446 | AIR COMPRESSOR, RECIP, QUINCY | Compressors-Air-Reciprocating | HVC | PM | FOS | OPERATING | 3 | 2024-02-19
GAE02001 | K6-1446 | SS 1101 13.8KV PRI PAD MNTD | Transformers-Oil-MV | EHV | N/A | XSD | DECOMMISSIONED | 1 | 2021-05-20
GAE02004 | K6-1446 | SS-1101,Â Substation Secondary,Â Utility Shops Area | Substation-LV-Molded Case | ELV | PM | FOS | OPERATING | 3 | 2023-09-11
GAE90001 | K6-1446 | GROUNDING SYSTEM FACILITY | Grounding | ELV | PM | FOS | OPERATING | 4 | 2023-05-17
GAF20001 | K6-1446E | SPRINKLER SYSTEM, HAZARDOUS STORAGE SHED, NO ALARM | Wet Pipe | PSY | N/A | XSD | DECOMMISSIONED | 4 | 2013-04-23
GAFFACP001 | K6-1446 | FACP, SIMPLEX 4007 | FACP | PSY | PM | FOS | OPERATING | 3 | 2023-11-30
GAFFART001 | K6-1446 | CENTRAL RADIO MONITORING SYSTEM (CRMS) TRANSCEIVER | CRMS | PSY | PM | FOS | OPERATING | 4 | 2023-11-30
GAFS4002 | K6-1446 | FACP, SIMPLEX 4002 | FACP | PSY | N/A | XSD | DECOMMISSIONED | 4 | 2021-10-05
GAFUCNG001 | K6-1446 | Facility Natural Gas Piping | Gas Piping | MEC | PM | FOS | OPERATING | 3 | 2023-07-03
GAS12001 | K6-1446 | BFP WATTS 009M2 OT 1-1/2" S/N 112801 | BFP | WWS | PM | FOS | OPERATING | 4 | 2023-10-31
GAS12002 | K6-1446 | BFP FEBCO 825Y 3/4" S/N AG-3986 | BFP | WWS | PM | FOS | OPERATING | 4 | 2023-10-31
GB2ELITE | K7-0559 | LIGHTS, EMERGENCY & EXIT, K7-0559 | Emer-Exit Lights Self Testing | ELV | PM | FOS | OPERATING | 4 | 2024-03-21
GB501003 | K7-0559 | ROOF, ORDNANCE OPS FACILITY, BUR, 3000 SF | Roof-BUR | STR | PM | FOS | OPERATING | 4 | 2023-12-08
GBAIAAX001 | K7-0559 | AIR HANDLER, DX | AHU-DX-LT5T | HVC | N/A | XSD | DECOMMISSIONED | 5 | 2023-12-26
GBAIAAX001-R1 | K7-0559 | AIR HANDLER, DX | AHU-DX-LT5T | HVC | PM | FOS | OPERATING | 4 | 2024-04-28
GBAIAAX002 | K7-0559 | AIR HANDLER, DX | AHU-DX-LT5T | HVC | PM | FOS | OPERATING | 4 | 2024-04-26
GBAIACU001 | K7-0559 | CONDENSING UNIT | AHU-DX-Condenser | HVC | N/A | XSD | DECOMMISSIONED | 4 | 2022-06-15
GBAIACU002 | K7-0559 | CONDENSING UNIT | AHU-DX-Condenser | HVC | PM | FOS | OPERATING | 3 | 2022-06-15
GBAIACU003 | K7-0559 | Condenser, Remote Air-Cooled | AHU-DX-Condenser | HVC | PM | FOS | OPERATING | 4 | 2022-06-25
GBAIAVE001 | K7-0559 | ENERGY RECOVERY VENTILATOR | Heat Recovery Wheel | HVC | N/A | XSD | DECOMMISSIONED | 3 | 2023-06-09
GBFFACP001 | K7-0559 | FACP, SIMPLEX 4005 | FACP | PSY | PM | FOS | OPERATING | 3 | 2023-08-28
GBFFART001 | K7-0559 | CENTRAL RADIO MONITORING SYSTEM (CRMS) TRANSCEIVER | CRMS | PSY | PM | FOS | OPERATING | 3 | 2023-08-28
GBFH1200 | K7-0559 | HYDRANT, FIRE, AMERICAN DARLING, 2010 | Hydrant | WWS | PM | FOS | OPERATING | 4 | 2023-10-04
GBFSYWS001 | K7-0559 | WET PIPE FIRE SPRINKLER SYSTEM w/GN2 | Wet Pipe | PSY | PM | FOS | OPERATING | 4 | 2024-01-10
GBS12001 | K7-0559 | BFP, FEBCO, 850, 6" DOUBLE CHECK | BFP-Fire | WWS | PM | FOS | OPERATING | 4 | 2024-05-08
GBS12002 | K7-0559 | BFP, WATTS, 009M2, RP, 2 INCH, SN 291167 | BFP | WWS | PM | FOS | OPERATING | 3 | 2024-01-31
GD301009 | K6-0696 | HOSE REEL, WASHDOWN | Fire-Hose | WWS | N/A | NIC | NOT_IN_CONTRACT | 3 | 2010-12-07
GD303001 | K6-0696 | EYEWASH, FREEZE PROOF, WESTERN, M/N 760-B | Shwr-Eyewash | WWS | N/A | NIC | NOT_IN_CONTRACT | 4 | 2011-03-16
GD303014 | K6-0696 | SHOWER, FREEZE, PROOF, WESTERN, M/N 9576 | Shwr-Eyewash | WWS | N/A | NIC | NOT_IN_CONTRACT | 4 | 2011-03-05
GD303016 | K6-0696 | SHOWER & EYEWASH SAFETY HEMCO MN 16602, MIX CRIB | Shwr-Eyewash | WWS | N/A | NIC | NOT_IN_CONTRACT | 4 | 2011-04-01
GD303017 | K6-0696 | SHOWER, FREEZE PROOF, WESTERN, M/N 9576 | Shwr-Eyewash | WWS | N/A | NIC | NOT_IN_CONTRACT | 4 | 2011-03-05
GD303018 | K6-0696 | EYEWASH, FREEZE PROOF, WESTERN, M/N 760-B | Shwr-Eyewash | WWS | N/A | NIC | NOT_IN_CONTRACT | 4 | 2011-03-18
GD303020 | K6-0696 | SHOWER & EYEWASH SAFETY WESTERN HB OUTSIDE | Shwr-Eyewash | WWS | N/A | NIC | NOT_IN_CONTRACT | 4 | 2011-03-05
GD303021 | K6-0696 | SHOWER & EYEWASH SAFETY WESTERN HB OUTSIDE | Shwr-Eyewash | WWS | N/A | NIC | NOT_IN_CONTRACT | 4 | 2011-03-05
GD303022 | K6-0696 | SHOWER & EYEWASH SAFETY WESTERN MN 9572 | Shwr-Eyewash | WWS | N/A | NIC | NOT_IN_CONTRACT | 4 | 2011-03-16
GD303028 | K6-0696 | EYEWASH | Shwr-Eyewash | WWS | N/A | NIC | NOT_IN_CONTRACT | 4 | 2012-03-19
GD303029 | K6-0696 | EYEWASH | Shwr-Eyewash | WWS | N/A | NIC | NOT_IN_CONTRACT | 4 | 2012-03-19
GD303030 | K6-0696 | EYEWASH | Shwr-Eyewash | WWS | N/A | NIC | NOT_IN_CONTRACT | 4 | 2012-03-19
GD303031 | K6-0696 | EYEWASH | Shwr-Eyewash | WWS | N/A | NIC | NOT_IN_CONTRACT | 4 | 2012-03-19
GD303032 | K6-0696 | EYEWASH | Shwr-Eyewash | WWS | N/A | NIC | NOT_IN_CONTRACT | 4 | 2012-03-19
GD303033 | K6-0696 | EYEWASH | Shwr-Eyewash | WWS | N/A | NIC | NOT_IN_CONTRACT | 4 | 2012-03-19
GD303034 | K6-0696 | EYEWASH | Shwr-Eyewash | WWS | N/A | NIC | NOT_IN_CONTRACT | 4 | 2012-03-19
GD303035 | K6-0696 | EYEWASH | Shwr-Eyewash | WWS | N/A | NIC | NOT_IN_CONTRACT | 4 | 2012-03-19
GD303036 | K6-0696 | SHOWER & EYEWASH SAFETY | Shwr-Eyewash | WWS | N/A | NIC | NOT_IN_CONTRACT | 4 | 2012-03-19
GD303037 | K6-0696 | EYEWASH STATION, EMERGENCY | Shwr-Eyewash | WWS | N/A | NIC | NOT_IN_CONTRACT | 4 | 2011-04-11
GD308001 | K6-0696 | FILTER, WATER, CUNO - CHARCOAL | Filters-Water | WWS | N/A | NIC | NOT_IN_CONTRACT | 4 | 2012-01-11
GD308002 | K6-0696 | DUAL WATER FILTER UNIT | Filters-Water | WWS | N/A | NIC | NOT_IN_CONTRACT | 4 | 2012-01-06
GD308003 | K6-0696 | FILTER, WATER, CUNO - CHARCOAL | Filters-Water | WWS | N/A | NIC | NOT_IN_CONTRACT | 4 | 2011-12-05
GD501002 | K6-0696 | ROOF, OMRF 10000 SF | Roof-BUR | STR | N/A | NIC | NOT_IN_CONTRACT | 4 | 2011-03-07
GD601001 | K6-0696 | Elevator, Hydraulic, OPF 3 L/B Building | Elevator | MEC | N/A | NIC | NOT_IN_CONTRACT | 4 | 2012-02-02
GD601002 | K6-0696 | Elevator, Hydraulic, OPF 3 H/B Building | Elevator | MEC | N/A | NIC | NOT_IN_CONTRACT | 5 | 2011-09-20
GD601003 | K6-0696 | Elevator, Hydraulic, OPF 3 Low Bay | Elevator | MEC | N/A | NIC | NOT_IN_CONTRACT | 4 | 2012-06-20
GD806005 | K6-0696 | Compressed Air System Filters, OPF-3 Hydraulic / Coolant Building | Filters-HVC-CAIR | HVC | N/A | NIC | NOT_IN_CONTRACT | 4 | 2012-05-09
GDA00001 | K6-0696 | HVAC Controls Backup Air Comp (208 V, Fed from panel PP1, located in room 1187) | Compressors-Air-Reciprocating | HVC | N/A | NIC | NOT_IN_CONTRACT | 4 | 2012-02-15
GDA01001 | K6-0696 | CRU-4 (480 V, Fed from panel PP24A, cb No. 1,3,5, located in rm 1113) | AHU-CHW-5T_30T | HVC | N/A | NIC | NOT_IN_CONTRACT | 4 | 2012-02-28
GDA04014 | K6-0696 | Dust Collector, DC-1 (480 V, Service Disconnect located next to unit) | Dust Collector | HVC | N/A | NIC | NOT_IN_CONTRACT | 4 | 2012-01-18
GDA07055 | K6-0696 | CRU-5 (208 V, Fed from panel LP12, cb No. 1,3,5 located in rm 2194) | AHU-CHW-5T_30T | HVC | N/A | NIC | NOT_IN_CONTRACT | 4 | 2012-02-28
GDA08003 | K6-0696F | Tertiary CHW Pump, TCHP-3 (480 V, Service Disconnect located next to unit) | Pump-Pad Mount-(CHW/CW)-GT10HP | HVC | PM | FOS | OPERATING | 2 | 2023-09-02
GDA08004 | K6-0696F | Tertiary CHW Pump, TCHP-4 (480 V, Service Disconnect located next to unit) | Pump-Pad Mount-(CHW/CW)-GT10HP | HVC | PM | FOS | OPERATING | 3 | 2023-09-02
GDA08033 | K6-0696 | HWP-3 (480 V, Service Disconnect located next to unit) | Pump-Pad Mount-(HTHW/HW)-GT10HP | HVC | N/A | NIC | NOT_IN_CONTRACT | 4 | 2012-02-22
GDA19004 | K6-0696 | Vacuum Producer, VP-2 (480 V, Service Disconnect located next to unit) | Vacuum Producer | HVC | N/A | NIC | NOT_IN_CONTRACT | 4 | 2012-01-18
GDA19005 | K6-0696 | Vacuum Producer, VP-1 (480 V, Service Disconnect located next to unit) | Vacuum Producer | HVC | N/A | NIC | NOT_IN_CONTRACT | 4 | 2012-01-18
GDABB001 | K6-0696 | Controls, PLC Backup Battery [FIC0016] | Battery-Controls | ELV | PM | FOS | OPERATING | 4 | 2023-12-13
GDE03001 | K6-0696 | SS 1148 300KVA 13.8KV/480V PDMT | Transformers-Oil-MV | EHV | PM/PT | FOS | OPERATING | 4 | 2022-11-18
GDF20001 | K6-0696 | SPRINKLER, FIRE ALARM, MFG: VIKING MOD.H-1 | Wet Pipe | PSY | N/A | NIC | NOT_IN_CONTRACT | 4 | 2011-12-08
GDF20002 | K6-0696 | SPRINKLER, FIRE, PRE-ACTION, 3", VIKING | Pre-Action | PSY | N/A | NIC | NOT_IN_CONTRACT | 4 | 2011-12-07
GDF20003 | K6-0696 | SPRINKLER, 4" ALARM CK VALVE/RETARD CHAMBER | Wet Pipe | PSY | N/A | NIC | NOT_IN_CONTRACT | 4 | 2011-12-07
GDF23001 | K6-0696 | VALVE, FIRE HOSE SYSTEM (GDS12001) | Valves-Fire Hose | PSY | N/A | NIC | NOT_IN_CONTRACT | 4 | 2012-01-11
GDF23002 | K6-0696 | VALVE, FIRE HOSE SYS. GDF20001.16, 6" OS&Y | Valves-Fire Hose | PSY | N/A | NIC | NOT_IN_CONTRACT | 4 | 2012-01-11
GDF41001 | K6-0696 | FACP, SIMPLEX 4100 | FACP | PSY | N/A | NIC | NOT_IN_CONTRACT | 4 | 2010-10-12
GDFFACP002 | K6-0696 | FA SIMPLEX 4020 | FACP | PSY | N/A | NIC | NOT_IN_CONTRACT | 3 | 2011-10-17
GDFFART001 | K6-0696 | CENTRAL RADIO MONITORING SYSTEM (CRMS) TRANSCEIVER | CRMS | PSY | PM | FOS | OPERATING | 3 | 2023-10-16
GDFH1030 | K6-0696 | HYDRANT, FIRE, DARLING 6" 1986 | Hydrant | WWS | PM | FOS | OPERATING | 4 | 2023-05-20
GDFH1050 | K6-0696 | HYDRANT, FIRE, DARLING, 1986 | Hydrant | WWS | PM | FOS | OPERATING | 3 | 2023-08-23
GDFH1125 | K6-0696 | HYDRANT, FIRE, MUELLER, 1997 | Hydrant | WWS | PM | FOS | OPERATING | 3 | 2023-08-15
GDFH1160 | K6-0696 | HYDRANT, FIRE, DARLING 6" 1986 | Hydrant | WWS | PM | FOS | OPERATING | 4 | 2023-04-21
GDFH1245 | K6-0696 | HYDRANT, FIRE, DARLING 6" 1986 | Hydrant | WWS | PM | FOS | OPERATING | 3 | 2024-04-30
GDFH1315 | K6-0696 | HYDRANT, FIRE, DARLING 6" 1986 | Hydrant | WWS | PM | FOS | OPERATING | 4 | 2024-04-30
GDFKPCP050 | K6-0696 | INTELLIGENT SYSTEM CONTROLLER #50 | ESS | PSY | N/A | NIC | NOT_IN_CONTRACT | 4 | 2011-09-14
GDFKPCP051 | K6-0696 | INTELLIGENT SYSTEM CONTROLLER #51 | ESS | PSY | N/A | NIC | NOT_IN_CONTRACT | 4 | 2011-09-14
GDFKPCP052 | K6-0696E | INTELLIGENT SYSTEM CONTROLLER #52 | ESS | PSY | N/A | NIC | NOT_IN_CONTRACT | 3 | 2011-09-16
GDFKPCP053 | K6-0696E | INTELLIGENT SYSTEM CONTROLLER #53 | ESS | PSY | N/A | NIC | NOT_IN_CONTRACT | 3 | 2011-09-16
GDFKPDP501 | K6-0696 | DOOR PORTAL | Door Portal | PSY | N/A | NIC | NOT_IN_CONTRACT | 4 | 2011-09-14
GDFKPDP511 | K6-0696 | DOOR PORTAL | Door Portal | PSY | N/A | NIC | NOT_IN_CONTRACT | 4 | 2012-03-05
GDFKPFD502 | K6-0696 | FIBER OPTIC INTRUSION DETECTION SYS | ESS | PSY | N/A | NIC | NOT_IN_CONTRACT | 2 | 2011-04-24
GDFSYWS004 | K6-0696 | WET PIPE SPRINKLER SYSTEM | Wet Pipe | PSY | N/A | NIC | NOT_IN_CONTRACT | 4 | 2012-01-17
GDS12001 | K6-0696 | BFP WATTS 909 6" S/N 241693 FIRE SPRKL SYS | BFP-Fire | WWS | PM | FOS | OPERATING | 4 | 2024-04-17
GDS12002 | K6-0696 | BFP WATTS 909 1-1/2" S/N 126525 N. WALL | BFP | WWS | N/A | NIC | NOT_IN_CONTRACT | 4 | 2011-11-10
GDS12003 | K6-0696 | BFP WATTS 909 2-1/2" S/N 102507 | BFP | WWS | N/A | XSD | DECOMMISSIONED | 5 | 2016-02-09
GDS12003-R1 | K6-0696 | BFP WATTS 2-1/2" RP, S/N 04141759, M/N 909 | BFP | WWS | PM | FOS | OPERATING | 3 | 2023-12-17
GDS12004 | K6-0696 | BFP WATTS 909 2-1/2" S/N 102140 | BFP | WWS | N/A | XSD | DECOMMISSIONED | 3 | 2014-01-07
GDS12004-R1 | K6-0696 | BFP WATTS 2-1/2" RP, S/N 04141759, M/N 909 | BFP | WWS | PM | FOS | OPERATING | 3 | 2023-12-17
GDS12005 | K6-0696 | BFP FEBCO 3â€ M/N 860 SN N1508130610 E. DEVICE | BFP | WWS | PM | FOS | OPERATING | 4 | 2023-03-24
GDS12006-R1 | K6-0696 | BFP FEBCO 3â€ M/N 825YD SN N1108260840 W. DEVICE | BFP | WWS | PM | FOS | OPERATING | 4 | 2024-03-01
GDS12010 | K6-0696 | BFP WATTS 909 3/4" S/N 290968 | BFP | WWS | N/A | NIC | NOT_IN_CONTRACT | 3 | 2011-11-09
GDS12011 | K6-0696 | BFP WATTS 909 3/4" S/N 293753 FUEL PAD | BFP | WWS | N/A | NIC | NOT_IN_CONTRACT | 4 | 2011-11-10
GDS12014 | K6-0696 | BFP HERSEY #2 DC 3" S/N 9018274 | BFP | WWS | PM | FOS | OPERATING | 4 | 2024-03-05
GDS12015 | K6-0696 | BFP HERSEY #2 DC 3" S/N 9018245 | BFP | WWS | PM | FOS | OPERATING | 4 | 2024-03-05
GDS12019 | K6-0696 | BFP FEBCO 765 1-1/2" S/N 00314 02 OXIDIZER SCRUB PAD | BFP | WWS | N/A | NIC | NOT_IN_CONTRACT | 3 | 2011-11-08
GDS12020 | K6-0696 | BFP FEBCO 765 1-1/2" S/N A0268 FUEL SCRUBBER PAD | BFP | WWS | N/A | NIC | NOT_IN_CONTRACT | 3 | 2011-11-08
GDS12022 | K6-0696 | BFP WILKINS 1" 575 S/N 192827 | BFP | WWS | N/A | NIC | NOT_IN_CONTRACT | 4 | 2011-03-09
GDS12023 | K6-0696 | BFP WATTS 6" DCDA 709 S/N 117966 | BFP | WWS | PM | FOS | OPERATING | 3 | 2024-05-01
GDS12024 | K6-0696 | BFP WATTS 6" DCDA 709 S/N 117921 | BFP | WWS | PM | FOS | OPERATING | 4 | 2023-03-29
GDS12025 | K6-0696 | BFP WILKINS-ZURN 2" (RPZ) 975XL S/N 489969 | BFP | WWS | PM | FOS | OPERATING | 4 | 2024-03-01
GDS12026 | K6-0696 | BFP WILKINS-ZURN 2' (RPZ) 975XL S/N 489971 | BFP | WWS | PM | FOS | OPERATING | 4 | 2024-04-19
GDS12027 | K6-0696 | BFP WILKINS-ZURN 1/2" (RPZ) 975 S/N 471300 | BFP | WWS | N/A | NIC | NOT_IN_CONTRACT | 4 | 2011-03-09
GDS12031-R1 | UK-0031 | BFP WILKINS ZURN RP 1", MODEL 975XL, S/N 3957776 | BFP | WWS | PM | FOS | OPERATING | 4 | 2023-09-28
GELAD0001 | M3-0140 | Ladder Antenna Products | Ladder | STR | PM | FOS | OPERATING | 4 | 2023-07-28
GF501002 | M7-0409B | ROOF, GENERATOR BLDG 200 SF | Roof-BUR | STR | RTF | FOS | OPERATING | 1 | 2017-08-08
GFSWDTA001 | K6-0946 | Tank, K6-0946, 1 MG Concrete Ground Storage Reservoir RSTK-1 | Tanks-Fire | WWS | PM | FOS | OPERATING | 3 | 2024-03-21
GG101007 | K7-0468 | EXHAUST FAN | Fan-Exhaust-LT100HP | HVC | RTF | FOS | OPERATING | 4 | 2011-06-14
GG101008 | K7-0468 | FAN, EXH, EF-4 LOREN COOK | Fan-Exhaust-LT100HP | MEC | RTF | FOS | OPERATING | 3 | 2010-08-04
GG101009 | K7-0468 | FAN, EXH, EF-2 LOREN COOK | Fan-Exhaust-LT100HP | MEC | RTF | FOS | OPERATING | 3 | 2010-08-04
GG101010 | K7-0468 | FAN, EXH, EF-3 LOREN COOK | Fan-Exhaust-LT100HP | MEC | RTF | FOS | OPERATING | 3 | 2010-08-04
GG101011 | K7-0468 | FAN, EXH, EF-1 LOREN COOK | Fan-Exhaust-LT100HP | MEC | RTF | FOS | OPERATING | 3 | 2010-08-04
GG301002 | K7-0468 | SHOWER & EYEWASH, SAFETY | Shwr-Eyewash | WWS | PM | FOS | OPERATING | 3 | 2024-04-09
GG301003 | K7-0468 | EYEWASH, PEDESTAL TYPE | Shwr-Eyewash | WWS | PM | FOS | OPERATING | 3 | 2024-04-09
GG301005 | K7-0468 | SAFETY SHOWER / EYEWASH | Shwr-Eyewash | WWS | PM | FOS | OPERATING | 3 | 2024-04-09
GG301007 | K7-0468 | HOSE REEL, WASHDOWN, 1-1/2" | Hose-Washdown | WWS | RTF | FOS | OPERATING | 4 | 2014-08-25
GG308001 | K7-0468 | FILTER, WATER, CUNO, ON ICE MACHINE GG901002 | Filters-Water | WWS | PMHL | FOS | OPERATING | 4 | 2014-11-05
GG308002 | K7-0468 | FILTER, WATER, ON ICE MACHINE | Filters-Water | WWS | PMHL | FOS | OPERATING | 4 | 2014-11-05
GG501002 | K7-0468 | ROOF, CONVERTER/COMPRESSOR FAC 92000 SF | Roof-BUR | STR | N/A | XSD | DECOMMISSIONED | 4 | 2023-03-17
GG501002-R1 | K7-0468 | ROOF, CONVERTER/COMPRESSOR FACILITY 12608 SF | Roof-BUR | STR | PM | FOS | OPERATING | 5 | 2024-03-21
GG901002 | K7-0468 | ICE MACHINE, FLAKE, MANITOWOC, SERIES 200 S/N 900561365 | Refrigeration-Ice Machine-Flake | HVC | N/A | XSD | DECOMMISSIONED | 4 | 2015-11-03
GGA02001 | K7-0468 | AHU TRANE | AHU-DX-5T_30T | HVC | PM | FOS | OPERATING | 2 | 2019-03-21
GGA02002 | K7-0468 | CONDENSING UNIT, TRANE S/N F37192246 | AHU-DX-Condenser | HVC | PM | FOS | OPERATING | 2 | 2018-07-16
GGA03001 | K7-0468 | AHU WEATHERKING S/N 9107026-02001 | AHU-DX-5T_30T | HVC | PM | FOS | OPERATING | 2 | 2018-06-20
GGA03002 | K7-0468 | CONDENSING UNIT | AHU-DX-Condenser | HVC | N/A | XSD | DECOMMISSIONED | 2 | 2018-06-20
GGA03002-R1 | K7-0468 | CONDENSING UNIT | AHU-DX-Condenser | HVC | PM | FOS | OPERATING | 4 | 2023-06-12
GGACACP001 | K7-0468 | AIR COMPRESSOR, QUINCY 325 | Compressors-Air-Reciprocating | HVC | N/A | XSD | DECOMMISSIONED | 4 | 2020-01-28
GGACACP001-R1 | K7-0468 | AIR COMPRESSOR, QUINCY 325 | Compressors-Air-Reciprocating | HVC | PM | FOS | OPERATING | 3 | 2024-02-09
GGAIAAX001 | K7-0469 | AIR HANDLER UNIT | AHU-DX-5T_30T | HVC | PM | FOS | OPERATING | 4 | 2024-02-27
GGAIACU001 | K7-0469 | CONDENSING UNIT | AHU-DX-Condenser | HVC | PM | FOS | OPERATING | 4 | 2023-10-26
GGARWIM001 | K7-0468 | Ice Machine, Cube, Manitowoc, S/N 1120043364 | Refrigeration-Ice Machine-Cube | HVC | PM | FOS | OPERATING | 3 | 2024-02-29
GGE03000 | K6-1141 | VFI 707A 15.5KV 630A S#643-05-0030 G&W | Vacuum Fault Interrupter | EHV | PT | FOS | OPERATING | 4 | 2024-02-08
GGE0300002 | K6-1141 | RELAY, 3PH GRND OVERCURRENT RELAY, VFI707A V2 | Relays-MV | EHV | PM | FOS | OPERATING | 3 | 2022-11-02
GGE03001 | K7-0468 | SS 837A 2000KVA 13.2KV/480V PDMT | Transformers-Oil-MV | EHV | PM/PT | FOS | OPERATING | 4 | 2024-01-24
GGE0300101 | K7-0468 | VOLTAGE PHASE SEQ. RELAY, BE1-47N, SS837, A-SIDE | Relays-LV | EHV | RTF | FOS | OPERATING | 4 | 2012-01-09
GGE04000 | K6-1141A | VFI 707B 15.5KV 630A S#643-05-0031 G&W | Vacuum Fault Interrupter | EHV | PT | FOS | OPERATING | 4 | 2024-02-26
GGE0400001 | K6-1141A | RELAY, 3PH GRND OVERCURRENT RELAY, VFI707B V1 | Relays-MV | EHV | PM | FOS | OPERATING | 4 | 2022-11-02
GGE0400002 | K6-1141A | RELAY, 3PH GRND OVERCURRENT RELAY, VFI707B V2 | Relays-MV | EHV | PM | FOS | OPERATING | 4 | 2022-11-02
GGE04001 | K7-0468 | SS 837B 2000KVA 13.2KV/480V PDMT | Transformers-Oil-MV | EHV | PM/PT | FOS | OPERATING | 4 | 2023-11-26
GGE0400101 | K7-0468 | VOLTAGE PHASE SEQ. RELAY, BE1-47N, SS837, B-SIDE | Relays-LV | EHV | RTF | FOS | OPERATING | 4 | 2012-01-09
GGE04002 | K7-0468 | SS-837,Â Substation Secondary, CCF | Substation-LV-Draw Out | ELV | PM | FOS | OPERATING | 3 | 2022-10-30
GGE13001 | K7-0468 | BREAKER SS 837 MAIN A-SIDE 3200/3000A 480V CUB. 1B SQ-D | Circuit Breaker-LV Draw Out | ELV | PMHL | FOS | OPERATING | 4 | 2013-02-11
GGE1300101 | K7-0468 | RELAY 1B LSI 400-6000AS MICRLOGIC 5.0P SQ D | Relays-Trip Units | ELV | PMHL | FOS | OPERATING | 4 | 2013-02-09
GGE1300102 | K7-0468 | SYNC CHECK RELAY, BE 1-25, SS837, A-SIDE | Relays-LV | EHV | RTF | FOS | OPERATING | 4 | 2012-01-11
GGE13002 | K7-0468 | BREAKER SS 837 TIE 3200/3000A 480V CUB. 4BC SQ-D | Circuit Breaker-LV Draw Out | ELV | PMHL | FOS | OPERATING | 4 | 2013-02-11
GGE1300201 | K7-0468 | RELAY 4BC LSI 400-6000AS MICRLOGIC 5.0P SQ D | Relays-Trip Units | ELV | PMHL | FOS | OPERATING | 4 | 2013-02-09
GGE13003 | K7-0468 | BREAKER 2A SS 837 PNL PF 1&2 1600/1200A 480V SQ-D | Circuit Breaker-LV Draw Out | ELV | PMHL | FOS | OPERATING | 4 | 2013-02-11
GGE1300301 | K7-0468 | RELAY 2A LSI 400-6000AS MICRLOGIC 5.0P SQ D | Relays-Trip Units | ELV | PMHL | FOS | OPERATING | 4 | 2013-02-09
GGE13004 | K7-0468 | BREAKER 2B SS 837 PNL PC 800/800A 480V SQ-D | Circuit Breaker-LV Draw Out | ELV | PMHL | FOS | OPERATING | 4 | 2013-02-11
GGE1300401 | K7-0468 | RELAY 2B LSI 400-6000AS MICRLOGIC 5.0P SQ D | Relays-Trip Units | ELV | PMHL | FOS | OPERATING | 4 | 2013-02-09
GGE14001 | K7-0468 | BREAKER 5A SS 837 PNL PD 800/400A 480V SQ-D | Circuit Breaker-LV Draw Out | ELV | PMHL | FOS | OPERATING | 4 | 2013-02-11
GGE1400101 | K7-0468 | RELAY 5A LSI 400-6000AS MICRLOGIC 5.0P SQ D | Relays-Trip Units | ELV | PMHL | FOS | OPERATING | 4 | 2013-02-09
GGE1400102 | K7-0468 | SYNC CHECK RELAY, BE1-25, SS837, B-SIDE | Relays-LV | EHV | RTF | FOS | OPERATING | 4 | 2012-01-11
GGE1400103 | K7-0468 | SYNC CHECK RELAY, BE 1-25, SS837, TIE | Relays-LV | EHV | RTF | FOS | OPERATING | 4 | 2012-01-11
GGE14002 | K7-0468 | BREAKER SS 837 MAIN B-SIDE 3200/3000A 480V CUB. 6BC SQ-D | Circuit Breaker-LV Draw Out | ELV | PMHL | FOS | OPERATING | 4 | 2013-02-11
GGE1400201 | K7-0468 | RELAY 6BC LSI 400-6000AS MICRLOGIC 5.0P SQ D | Relays-Trip Units | ELV | PMHL | FOS | OPERATING | 4 | 2013-02-09
GGE14004 | K7-0468 | BREAKER 5B SS 837 PNL PE 1&2 1600/1200A 480V SQ-D | Circuit Breaker-LV Draw Out | ELV | PMHL | FOS | OPERATING | 4 | 2013-02-11
GGE1400401 | K7-0468 | RELAY 5B LSI 400-6000AS MICRLOGIC 5.0P SQ D | Relays-Trip Units | ELV | PMHL | FOS | OPERATING | 4 | 2013-02-09
GGE90001 | K7-0468 | GROUNDING SYSTEM FACILITY | Grounding | ELV | PM | FOS | OPERATING | 4 | 2022-09-18
GGF04100 | K7-0468 | FACP, SIMPLEX 4002 | FACP | PSY | N/A | XSD | DECOMMISSIONED | 3 | 2020-02-21
GGFH1010 | K7-0468 | Hydrant, FIRE, AMERICAN DARLING, 2013 | Hydrant | WWS | PM | FOS | OPERATING | 4 | 2023-12-12
GGFH1160 | K7-0468 | HYDRANT, FIRE, MUELLER 5-1/4" 1964 | Hydrant | WWS | N/A | XSD | DECOMMISSIONED | 4 | 2017-09-06
GGFH1160-R1 | K7-0468 | Hydrant, FIRE, AMERICAN DARLING, 2013 | Hydrant | WWS | PM | FOS | OPERATING | 3 | 2023-08-24
GGFH1210 | K7-0468 | HYDRANT, FIRE, MUELLER 5-1/4" 1964 | Hydrant | WWS | N/A | XSD | DECOMMISSIONED | 4 | 2017-08-25
GGFH1210-R1 | K7-0468 | Hydrant, FIRE, AMERICAN DARLING, 2013 | Hydrant | WWS | PM | FOS | OPERATING | 4 | 2023-08-23
GGS12001 | K7-0468 | BFP WATTS 909 2-1/2" RP, S/N 122641 | BFP | WWS | N/A | XSD | DECOMMISSIONED | 5 | 2019-01-28
GGS12001-R1 | K7-0468 | BFP FEBCO LF860 2-1/2" RP, S/N N1806010856 | BFP | WWS | PM | FOS | OPERATING | 4 | 2023-12-06
GH20010 | J8-1708 | Pad A GH2 Potable Water (Perimeter) SS-32.6 | Shwr-Eyewash | WWS | N/A | NIC | NOT_IN_CONTRACT | 4 | 2011-10-27
GH20020 | J8-1708 | Pad A GH2 Potable Water (Perimeter) EW-32.5 | Shwr-Eyewash | WWS | N/A | NIC | NOT_IN_CONTRACT | 4 | 2011-10-28
GHFH1040 | UK-0031 | HYDRANT, FIRE, MUELLER 5-1/4" 1964 | Hydrant | WWS | PM | FOS | OPERATING | 3 | 2023-12-21
GHFH1070 | UK-0031 | HYDRANT, FIRE, M&H 5-1/4" 1964 | Hydrant | WWS | PM | FOS | OPERATING | 4 | 2023-12-19
GKE01001 | J8-1708 | SS 922A 500KVA 13.8KV/480V PDMT | Transformers-Oil-MV | EHV | PM | FOS | OPERATING | 4 | 2021-10-11
GKE02001 | J8-1708 | SS 922B 500KVA 13.8KV/480V PDMT | Transformers-Oil-MV | EHV | PM | FOS | OPERATING | 4 | 2023-10-26
GKE04001 | J8-2007 | SS 924A 2000KVA 13.8KV-480/277V OIL TYPE PDMT EATON | Transformers-Oil-MV | EHV | PM | FOS | OPERATING | 4 | 2021-10-09
GKE05001 | J8-2007 | SS 924B 2000KVA 13.8KV-480/277V OIL TYPE PDMT EATON | Transformers-Oil-MV | EHV | PM | FOS | OPERATING | 4 | 2023-10-25
GKFKPCP059 | J8-2008 | INTELLIGENT SYSTEM CONTROLLER #59 | ESS | PSY | N/A | XSD | NOT_IN_CONTRACT | 3 | 2011-08-31
GKFKPCP060 | J8-2008 | INTELLIGENT SYSTEM CONTROLLER #60 | ESS | PSY | N/A | XSD | NOT_IN_CONTRACT | 4 | 2011-09-12
GKS12001 | UK-0031 | BFP ZURN 375 3" S/N L97397 | BFP | WWS | PM | FOS | OPERATING | 4 | 2023-06-14
GLAIAAX001 | J7-0686 | Air Handler - AC-1 | AHU-DX-LT5T | HVC | PM | FOS | OPERATING | 4 | 2024-01-03
GLAIACU001 | J7-0686 | Condensing Unit CU-1 | Condensing Unit | HVC | PM | FOS | OPERATING | 4 | 2024-01-03
GLE01001 | J7-0585 | SS 1023A 500KVA 13.8KV/480V PDMT | Transformers-Oil-MV | EHV | PM/PT | FOS | OPERATING | 4 | 2023-11-21
GLE02001 | J7-0585 | SS 1023B 500KVA 13.8KV/480V PDMT | Transformers-Oil-MV | EHV | PM/PT | FOS | OPERATING | 4 | 2023-11-22
GLFKPCP065 | J7-0686 | INTELLIGENT SYSTEM CONTROLLER #65 | ESS | PSY | PM | FOS | OPERATING | 3 | 2024-02-07
GLFKPTS651 | J7-0686 | GATE TURNSTILE | Turnstile | PSY | PM | FOS | OPERATING | 3 | 2024-02-13
GLFKPTS652 | J7-0686 | GATE TURNSTILE | Turnstile | PSY | PM | FOS | OPERATING | 3 | 2024-02-13
GLFKPTS653 | J7-0686 | GATE TURNSTILE | Turnstile | PSY | PM | FOS | OPERATING | 3 | 2024-02-08
GM203001 | J7-0689 | LIGHTNING PROTECTION | Lightning-Grounding | ELV | PM | FOS | OPERATING | 4 | 2023-01-11
GM2ELITE | J7-0689 | LIGHTS, EMERGENCY & EXIT, J7-0689 | Emer-Exit Lights Self Testing | ELV | PM | FOS | OPERATING | 5 | 2024-05-06
GM2ELITE2 | J7-0688 | LIGHTS, EMERGENCY & EXIT, J7-0688 | Emer-Exit Lights Self Testing | ELV | PM | FOS | OPERATING | 3 | 2017-10-02
GM308001 | J7-0689 | FILTER, WATER, CUNO, ON ICE MACHINE | Filters-Water | WWS | PMHL | FOS | OPERATING | 4 | 2013-05-28
GM501002 | J7-0688 | ROOF, OPERATION BLDG NO 1 6100 SF | Roof-Metal | STR | PM | FOS | OPERATING | 3 | 2023-10-06
GM501003 | J7-0689 | ROOF, PAD B OP SPRT BLDG, BUR, 28,324 SF | Roof-BUR | STR | PM | FOS | OPERATING | 4 | 2023-10-18
GM601001 | J7-0688 | DOOR, ROLLUP, ELECTRIC | Doors-Roll-up Elec | MEC | RTF | FOS | OPERATING | 5 | 2010-07-26
GM601002 | J7-0689 | DOOR, SLIDING, ELECTRIC, HORTON | Doors-Sliding Electric | MEC | RTF | FOS | OPERATING | 3 | 2011-03-21
GMA03001 | J7-0689 | Expansion Tank, PAD B OPS BLDG | Tanks-Expansion-CW | HVC | PM | FOS | OPERATING | 3 | 2024-02-12
GMA06001 | J7-0689 | CH-1,Â PADÂ BÂ OPSÂ BLDGÂ (480VÂ ServiceÂ disconnectÂ mountedÂ onÂ wall) | Chiller-Package | HVC | N/A | XSD | DECOMMISSIONED | 2 | 2014-03-13
GMA07001 | J7-0689 | AHU-1, PAD B OPS BLDG (480V Service disconnect mounted on wall) | AHU-CHW-5T_30T | HVC | PM | FOS | OPERATING | 2 | 2024-04-12
GMA08001 | J7-0689 | P-1, PAD B OPS BLDG (480V Service disconnect mounted on wall) | Pump-Vertical-(CHW/CW)-GT10HP | HVC | PM | FOS | OPERATING | 5 | 2024-04-17
GMA08002 | J7-0689 | P-2, PAD B OPS BLDG (480V Service disconnect mounted on wall) | Pump-Vertical-(CHW/CW)-GT10HP | HVC | PM | FOS | OPERATING | 2 | 2024-04-17
GMA17001 | J7-0689 | FCU-1, PAD B OPS BLDG (480V Service disconnect mounted on wall) | AHU-DX-LT5T | HVC | PM | FOS | OPERATING | 3 | 2023-09-07
GMA17002 | J7-0689 | FCU-2, PAD B OPS BLDG (480V Service disconnect mounted on wall) | AHU-DX-LT5T | HVC | PM | FOS | OPERATING | 3 | 2023-03-29
GMACAAD001 | J7-0689 | AIR DRYER, COMPRESSED, INGERSOL-RAND | Refrigeration-Air Dryer | HVC | PM | FOS | OPERATING | 4 | 2024-03-05
GMACAAD002 | J7-0688 | AIR DRYER, COMPRESSED, QUINCY | Refrigeration-Air Dryer | HVC | PM | FOS | OPERATING | 2 | 2024-01-16
GMACACP001 | J7-0689 | AIR COMPRESSOR, RECIP, INGERSOL-RAND | Compressors-Air-Reciprocating | HVC | PM | FOS | OPERATING | 3 | 2024-04-05
GMACACP002 | J7-0688 | AIR COMPRESSOR, RECIP, QUINCY | Compressors-Air-Reciprocating | HVC | PM | FOS | OPERATING | 2 | 2024-02-19
GMACWCH001 | J7-0689 | CH-1,Â PADÂ BÂ OPSÂ BLDGÂ (480VÂ ServiceÂ disconnectÂ mountedÂ onÂ wall) | Chiller-Package | HVC | PM | FOS | OPERATING | 1 | 2023-08-31
GMAIAAX001 | J7-0688 | AHU-1, PAD B Log (480V Service disconnect mounted on wall) | AHU-DX-5T_30T | HVC | PM | FOS | OPERATING | 4 | 2023-08-14
GMAIACU001 | J7-0688 | CU-1, PAD B Log (480V Service disconnect mounted on wall) | Condensing Unit | HVC | N/A | XSD | DECOMMISSIONED | 4 | 2023-08-16
GMAIACU002 | J7-0689 | Condensing Unit CU-2, 208/1/60, Local Service Disconnect | Condensing Unit | HVC | PM | FOS | OPERATING | 4 | 2022-11-28
GMAIACU01A | J7-0689 | Condensing Unit CU-1, 208/1/60, Local Service Disconnect | Condensing Unit | HVC | PM | FOS | OPERATING | 4 | 2022-11-28
GMARWIA001 | J7-0689 | Ice Machine, Cube - Manitowoc, S/N 110948916 | Refrigeration-Ice Machine-Cube | HVC | PM | FOS | OPERATING | 2 | 2024-02-12
GME01001 | J7-0689 | SS 1158 500KVA 13.8KV/480V PDMT | Transformers-Oil-MV | EHV | PT | FOS | OPERATING | 4 | 2022-10-17
GMFFACP001 | J7-0688 | FACP, ADT QSC | FACP | PSY | PM/TS | NOS | DECOMMISSIONED | 4 | 2011-04-25
GMFFACP002 | J7-0689 | FACP, SIMPLEX 4100 | FACP | PSY | PM | FOS | OPERATING | 3 | 2024-02-14
GMFFACP003 | J7-0688 | FACP, SIMPLEX 4007 | FACP | PSY | PM | FOS | OPERATING | 4 | 2024-02-11
GMFFART001 | J7-0688 | CENTRAL RADIO MONITORING SYSTEM (CRMS) TRANSCEIVERS | CRMS | PSY | PM | FOS | OPERATING | 4 | 2024-02-26
GMFH1030 | J7-0689 | HYDRANT, FIRE, AMERICAN DARLING 5-1/4" 2002 | Hydrant | WWS | PM | FOS | OPERATING | 4 | 2023-08-25
GMFH1220 | J7-0689 | HYDRANT, FIRE, AMERICAN DARLING 5-1/4" 2002 | Hydrant | WWS | PM | FOS | OPERATING | 4 | 2023-08-25
GMFH1330 | J7-0688 | HYDRANT, FIRE, MUELLER 5-1/4" 1969 | Hydrant | WWS | PM | FOS | OPERATING | 4 | 2023-09-01
GMFKPCP069 | J7-0688 | INTELLIGENT SYSTEM CONTROLLER #69 | ESS | PSY | PM/TS | FOS | OPERATING | 4 | 2013-08-12
GMFKPFD693 | J7-0688 | FIBER OPTIC INTRUSION DETECTION SYSTEM | ESS | PSY | PM/TS | FOS | OPERATING | 4 | 2013-08-12
GMFSYWS001 | J7-0688 | WET PIPE FIRE SPRINKLER SYSTEM w/GN2 | Wet Pipe | PSY | PM | FOS | OPERATING | 3 | 2023-11-16
GMFSYWS002 | J7-0689 | WET PIPE FIRE SPRINKLER SYSTEM w/GN2 | Wet Pipe | PSY | PM | FOS | OPERATING | 3 | 2023-11-14
GMS12001 | J7-0688 | BFP 2" RPZ POTABLE SYSTEM, S/N 1687835 | BFP | WWS | PM | FOS | OPERATING | 3 | 2023-11-12
GMS12002 | J7-0688 | BFP 6" DBL CHK UNIT SYS SERVED-FIREX, S/N N11481 | BFP-Fire | WWS | PM | FOS | OPERATING | 3 | 2024-02-21
GMS12003 | J7-0689 | BFP, 6" DBL CHK UNIT SYS SERVED-FIREX, S/N J04530 | BFP-Fire | WWS | PM | FOS | OPERATING | 3 | 2024-02-20
GMS12004 | J7-0689 | BFP 3" RPZ WP SYS, S/N L08148 | BFP | WWS | N/A | XSD | DECOMMISSIONED | 3 | 2016-02-09
GMS12004-R1 | J7-0689 | BFP 3" WILKINS-ZURN 375 POTABLE, S/N L99968 | BFP | WWS | PM | FOS | OPERATING | 3 | 2023-11-11
GO2ELITE | M6-0039 | LIGHTS, EMERGENCY & EXIT, M6-0039 | Emer-Exit Lights | ELV | PM | FOS | OPERATING | 4 | 2024-04-08
GO501002 | M6-0039 | ROOF, PROJ SPPT COMM NETWORK FAC METAL 5243 SF | Roof-Metal | STR | PM | FOS | OPERATING | 3 | 2023-11-01
GOA01003 | M6-0039 | CONDENSING UNIT, LARKIN S/N TXH31975 | AHU-DX-Condenser | HVC | RTF | FOS | OPERATING | 2 | 2010-09-07
GOA03001-R1 | M6-0039 | A/C UNIT PACKAGED TRANE, 5 TON | AHU-DX-Package-LT5T | HVC | PM | FOS | OPERATING | 3 | 2024-04-16
GOA05001 | M6-0039 | PKG AC UNIT TRANE S/N-E361426290 | AHU-DX-Package-5T_30T | HVC | PM/TS | NAB | ABANDONED | 1 | 2017-03-20
GOE90001 | M6-0039 | GROUNDING SYSTEM FACILITY | Grounding | ELV | PM/TS | NAB | ABANDONED | 4 | 2011-06-16
GOF20001 | M6-0039 | FIRE SUPPRESSION SYSTEM | Wet Pipe | PSY | PM | FOS | OPERATING | 3 | 2023-12-05
GOF41005 | M6-0039 | FACP, SIMPLEX 4005 | FACP | PSY | PM | FOS | OPERATING | 3 | 2023-12-18
GOS12001 | M6-0039 | BFP FEBCO 825Y 3/4" S/N H18377 | BFP | WWS | PM | FOS | OPERATING | 3 | 2023-10-31
GOS12002 | M6-0039 | BFP FEBCO 825Y 3/4" S/N E0301 | BFP | WWS | PM | FOS | OPERATING | 3 | 2023-10-31
GOS12003 | M6-0039 | BFP FEBCO 805Y 3" S/N 6155 | BFP | WWS | N/A | XSD | DECOMMISSIONED | 3 | 2014-09-23
GOS12003-R1 | M6-0039 | BFP FEBCO 3" RP, S/N N1412040747, M/N 850 | BFP | WWS | PM | FOS | OPERATING | 3 | 2023-09-28
GOS12004 | M6-0039 | BFP FEBCO 805Y 3" S/N 6153 | BFP | WWS | N/A | XSD | DECOMMISSIONED | 4 | 2014-09-24
GOS12004-R1 | M6-0039 | BFP FEBCO 3" RP, S/N N1508190755, M/N 850 | BFP | WWS | PM | FOS | OPERATING | 4 | 2023-09-28
GQFH1125 | M7-0777 | HYDRANT, FIRE, MUELLER 5-1/4" 1985 | Hydrant | WWS | N/A | XSD | DECOMMISSIONED | 4 | 2017-10-04
GQFH1245 | M7-0777 | HYDRANT, FIRE, MUELLER 5-1/4" 1990 | Hydrant | WWS | N/A | XSD | DECOMMISSIONED | 4 | 2017-10-04
GS201001 | K6-0995 | CATHODIC PROTECTION WATER TANK GROUND | Cathodic Prot | ELV | PM | FOS | OPERATING | 4 | 2024-01-10
GS203001 | K6-0946 | LIGHTNING PROTECTION | Lightning Prot | ELV | PM | FOS | OPERATING | 3 | 2022-08-10
GS203002 | K6-0995 | LIGHTNING PROTECTION | Lightning Prot | ELV | PM | FOS | OPERATING | 4 | 2022-06-05
GSFRT001 | K6-0946 | Firex Water, K6-0946, 1 MG Concrete Ground Storage Reservoir | Tanks-Fire | WWS | N/A | XSD | DECOMMISSIONED | 3 | 2021-06-04
GSFRT002 | K6-0995 | Firex Water, K6-0995, 1 MG Steel Ground Storage Reservoir | Tanks-Fire | WWS | N/A | XSD | DECOMMISSIONED | 3 | 2021-06-04
GSFWDCV001 | K6-0946 | Control Valve, Tank 1 Supply RSV-1 (A530345) | Valves-Fire | WWS | PM | FOS | OPERATING | 4 | 2024-02-28
GSFWDCV002 | K6-0946 | Control Valve, Tank 1 Supply RSV-2 (A530346) | Valves-Fire | WWS | PM | FOS | OPERATING | 4 | 2024-02-28
GSFWDCV007 | K6-0946 | Control Valve, Tank 1 Recirculation RSV-7 (A530331) | Valves-Fire | WWS | PM | FOS | OPERATING | 4 | 2024-02-28
GSFWDCV008 | K6-0946 | Control Valve Tank 2 Discharge, RSV-8 (A530332) | Valves-PIV | WWS | PM | FOS | OPERATING | 4 | 2024-03-08
GSFWDCV009 | K6-0946 | Control Valve, Tank 1 Discharge, RSV-9 (A530333) | Valves-PIV | WWS | PM | FOS | OPERATING | 4 | 2024-03-08
GSFWDCV010 | K6-0946 | Control Valve, Tank 1 Recirculation RSV-10 (A530334) | Valves-PIV | WWS | PM | FOS | OPERATING | 3 | 2024-03-14
GSFWDCV011 | K6-0946 | Control Valve, Tank 1 Drain RSV-11 (A530335) | Valves-Fire | WWS | PM | FOS | OPERATING | 4 | 2024-02-28
GSFWDCV012 | K6-0995 | Control Valve, Tank 2 Recirculation RSV-12 (A535771() | Valves-Fire | WWS | PM | FOS | OPERATING | 4 | 2024-01-19
GSFWDCV018 | K6-0995 | Control Valve, Tank 2 Discharge 18-PIV-1 (A530355) | Valves-PIV | WWS | PM | FOS | OPERATING | 4 | 2024-01-19
GSFWDCV027 | K6-0995 | Control Valve, Tank 2 Recirculation RSV-27 (A530353) | Valves-Fire | WWS | PM | FOS | OPERATING | 4 | 2024-01-19
GSFWDCV028 | K6-0995 | Control Valve, Tank 2 Discharge RSV-28 (A530354) | Valves-PIV | WWS | PM | FOS | OPERATING | 4 | 2024-01-19
GSFWDCV029 | K6-0995 | Control Valve, Tank 2 Discharge RSV-29 (A530348) | Valves-Fire | WWS | PM | FOS | OPERATING | 4 | 2024-01-19
GSFWDCV21 | K6-0995 | Control Valve, Tank Fill Line RSV-21 (A530357 | Valves-Fire | WWS | PM | FOS | OPERATING | 4 | 2024-01-19
GSFWDTA002 | K6-0995 | Tank, K6-0995, 1 MG Steel Ground Storage Reservoir RSTK-2 (A530365) | Tanks-Fire | WWS | PM | FOS | OPERATING | 3 | 2024-03-20
GT307001 | K7-0853 | HOSE REEL, WASHDOWN, HANNY S/N 386025 | Hose-Washdown | WWS | RTF | FOS | OPERATING | 3 | 2016-02-09
GT501002 | K7-0853 | ROOF, HPG STOR BLDG 8232 SF METAL | Roof-Metal | STR | N/A | XSD | DECOMMISSIONED | 1 | 2017-08-08
GT501002-R1 | K7-0853 | ROOF, HPG STOR BLDG 8232 SF ALUM | Roof-Metal | STR | PM | FOS | OPERATING | 4 | 2023-04-11
GTE03001 | K7-0853 | SS 823 225KVA 13.8KV/480V PDMT | Transformers-Oil-MV | EHV | PT | FOS | OPERATING | 4 | 2022-07-12
GTE90001 | K7-0853 | GROUNDING SYSTEM FACILITY | Lightning-Grounding | ELV | PM | FOS | OPERATING | 3 | 2021-06-18
GTFH1055 | K7-0853 | HYDRANT, FIRE | Hydrant | WWS | PM | FOS | OPERATING | 4 | 2024-04-12
GTFH1180 | K7-0853 | HYDRANT, FIRE, MUELLER 5-1/4" 1964 | Hydrant | WWS | PM | FOS | OPERATING | 4 | 2024-04-12
GV301001 | K7-0115 | SHOWER & EYEWASH SAFETY | Shwr-Eyewash | WWS | PM | FOS | OPERATING | 3 | 2024-04-16
GV501002 | K7-0115 | ROOF, PCB HAZ WASTE FAC 5780 SF | Roof-Metal | STR | N/A | XSD | DECOMMISSIONED | 2 | 2017-08-08
GVACACP001 | K7-0115 | AIR COMPRESSOR, RECIP, INGERSOL RAND, S/N 4002186 | Compressors-Air-Reciprocating | HVC | N/A | XSD | DECOMMISSIONED | 2 | 2016-03-11
GVACACP001-R1 | K7-0115 | AIR COMPRESSOR, RECIP, QUINCY, S/N VTY902028 | Compressors-Air-Reciprocating | HVC | N/A | XSD | DECOMMISSIONED | 4 | 2021-06-11
GVFH1250 | K7-0115 | HYDRANT, FIRE, M & H 5-1/4" 1966 | Hydrant | WWS | N/A | XSD | DECOMMISSIONED | 4 | 2016-10-19
GVFH1250-R1 | K7-0115 | Hydrant, FIRE, AMERICAN DARLING, 2012 | Hydrant | WWS | PM | FOS | OPERATING | 3 | 2023-08-15
GWS12R01 | UK-0031 | BFP WATTS, 3/4", RP, M/N 919QT, S/N 21115 | BFP | WWS | PM | FOS | OPERATING | 4 | 2024-02-08
H1501002 | K6-2197 | ROOF, VEHICLE SHED 1344 SF MTL | Roof-Metal | STR | PM | FOS | OPERATING | 3 | 2023-06-19
H2-1198STRBR | H2-1198 | BLDG. H2-1198 STR BRIDGE SUBSYSTEMS | Bridge-Structure | STR | PM | FOS | OPERATING | 4 | 2023-09-16
H5-1630ELVLU | H5-1630 | BLDG. H5-1630 ELV LIGHTNING PROTECTION SUBSYSTEMS | System | ELV | HO | FOS | OPERATING | 4 | 2010-09-27
H5-2139ELVLU | H5-2139 | BLDG. H5-2139 ELV LIGHTNING PROTECTION SUBSYSTEMS | Lightning Prot | ELV | PM | FOS | OPERATING | 3 | 2021-10-27
H5-2139ELVVL | H5-2139 | BLDG. H5-2139 ELV ELECTRICAL LOW VOLTAGE SUBSYSTEMS | Emer Lights | ELV | PMHL | FOS | OPERATING | 3 | 2017-06-26
H5-2140ELVLU | H5-2140 | BLDG. H5-2140 ELV LIGHTNING PROTECTION SUBSYSTEMS | Lightning Prot | ELV | PM | FOS | OPERATING | 4 | 2021-01-18
H5-2146ELVLU | H5-2146 | BLDG. H5-2146 ELV LIGHTNING PROTECTION SUBSYSTEMS | System | ELV | HO | FOS | OPERATING | 4 | 2010-10-12
H5-2274ELVLU | H5-2274 | BLDG. H5-2274 ELV LIGHTNING PROTECTION SUBSYSTEMS | Lightning Prot | ELV | PM | FOS | OPERATING | 3 | 2021-09-11
H5A01002 | K7-0618 | AHU#2, BERNER ENERGY RECOVERY UNIT S/N111204-2 | AHU-DX-5T_30T | HVC | PM | FOS | OPERATING | 1 | 2019-06-17
H6-1629ELVVL | H6-1629 | BLDG. H6-1629 ELV ELECTRICAL LOW VOLTAGE SUBSYSTEMS | Panel-LV | ELV | HO | FOS | OPERATING | 4 | 2011-01-19
H7-1684ELVLU | H7-1684 | BLDG. H7-1684 ELV LIGHTNING PROTECTION SUBSYSTEMS | Lightning Prot | ELV | PM | FOS | OPERATING | 4 | 2021-02-10
H7501002 | K6-1847A | ROOF, ADMINISTRATIVE BLDG, METAL, 3100 SF | Roof-Metal | STR | PM | FOS | OPERATING | 2 | 2022-06-29
H7AIAAX001 | K6-1847A | Air Handling Unit, AHU-1 (480 VAC, Local Service Disconnect) | AHU-DX-5T_30T | HVC | PM | FOS | OPERATING | 4 | 2024-05-06
H7AIACU001 | K6-1847A | Condensing Unit, CU-2 (208/230 VAC, Local Service Disconnect) | Condensing Unit | HVC | PM | FOS | OPERATING | 4 | 2024-01-13
H8307001 | K6-1847B | SHOWER & EYEWASH SAFETY HAWS | Shwr-Eyewash | WWS | PM | FOS | OPERATING | 3 | 2023-11-08
H8E90001 | K6-1847B | GROUNDING SYSTEM FACILITY | Grounding | ELV | PMHL | FOS | OPERATING | 4 | 2010-11-22
H9303001 | K6-1847C | SHOWER & EYEWASH SAFETY BRADLEY | Shwr-Eyewash | WWS | PM | FOS | OPERATING | 4 | 2023-11-03
H9303002 | K6-1847C | SHOWER & EYEWASH SAFETY BRADLEY | Shwr-Eyewash | WWS | PM | FOS | OPERATING | 3 | 2023-11-09
H9501002 | K6-1847C | ROOF, GENERATOR STORAGE SHED, METAL 4488 S | Roof-Metal | STR | PM | FOS | OPERATING | 3 | 2023-06-02
H9E90001 | K6-1847C | GROUNDING SYSTEM FACILITY | Grounding | ELV | PMHL | FOS | OPERATING | 4 | 2010-11-29
H9S12001 | K6-1847C | BFP WATTS 909 1-1/2" S/N 20673 | BFP | WWS | PM | FOS | OPERATING | 3 | 2023-10-31
HB302001 | K7-0163 | SHOWER & EYEWASH SAFETY | Shwr-Eyewash | WWS | PM | FOS | OPERATING | 3 | 2023-11-02
HB501003 | K7-0164 | ROOF, HAZ. WASTE STRG BLDG/SOLIDS, METAL, 3200 SF | Roof-Metal | STR | PM | FOS | OPERATING | 3 | 2022-09-21
HBE90001 | K7-0163 | GROUNDING SYSTEM FACILITY | Grounding | ELV | PMHL | FOS | OPERATING | 3 | 2011-06-28
HBF20001 | K7-0163 | SPRINKLER, AUTO, OS&Y, 1-1/2" | Wet Pipe | PSY | PM/TS | NOS | DECOMMISSIONED | 3 | 2014-12-22
HBFSYDL001 | K7-0163 | DELUGE SYSTEM, MANUAL | Wet Pipe | PSY | N/A | XSD | DECOMMISSIONED | 3 | 2017-12-07
HBS12001 | K7-0163 | BFP WATTS 709 4" DC, S/N 186791 | BFP-Fire | WWS | PM | FOS | OPERATING | 4 | 2024-03-27
HC201001 | E4-2414 | LIGHTNING PROTECTION SYSTEM - BRIDGE | Lightning Prot | ELV | PM | FOS | OPERATING | 3 | 2024-04-03
HC201002 | E3-1133 | LIGHTNING PROTECTION | Lightning Prot | ELV | PM | FOS | OPERATING | 4 | 2023-03-10
HC201004 | E4-2414 | FAR DATA SUBMARINE CABLE, TERMINAL CABINET | Bridge-Cable-Submarine | SPE | PMHL | FOS | OPERATING | 4 | 2013-02-14
HC201007 | E4-2414 | NEAR DATA SUBMARINE CABLE, TERMINAL CABINET | Bridge-Cable-Submarine | STR | PM | FOS | OPERATING | 3 | 2018-04-17
HC203003 | E4-2414A | LIGHTNING PROTECTION | Lightning Prot | ELV | PM | FOS | OPERATING | 4 | 2021-11-09
HC207003 | E4-2414 | TERMINAL CABINET - SUBM CABLE - NORTH | Bridge-Cabinet-Terminal | STR | PM | FOS | OPERATING | 3 | 2018-04-18
HC207004 | E4-2414 | TERMINAL CABINET -SUBM CABLE - SOUTH | Bridge-Cabinet-Terminal | STR | PM | FOS | OPERATING | 3 | 2018-04-24
HC2ELITE | E3-1133 | LIGHTS, EMERGENCY & EXIT, E3-1133 | Emer-Exit Lights Self Testing | ELV | PM | FOS | OPERATING | 3 | 2016-12-07
HC501002 | E4-2414 | ROOF, H/O CANAL BRIDGE 200 SF | Roof-BUR | STR | N/A | XSD | DECOMMISSIONED | 5 | 2017-10-04
HC501002-R1 | E4-2414 | Roof, BUR | Roof-BUR | STR | PM | FOS | OPERATING | 4 | 2023-08-18
HC601001 | E4-2414 | SPAN LIFT MACHINERY-HAULOVER CANAL BRIDGE-S END | Bridge-Span Lift | STR | PM | FOS | OPERATING | 4 | 2024-03-11
HC601002 | E4-2414 | SPAN LIFT MACHINERY-HAULOVER CANAL BRIDGE-N END | Bridge-Span Lift | STR | PM | FOS | OPERATING | 4 | 2024-03-11
HC601009 | E4-2414 | THRUSTER BRAKE, MOTOR, (NEAR SIDE) | Bridge-Thruster Brake | STR | PM | FOS | OPERATING | 4 | 2024-03-06
HC601010 | E4-2414 | THRUSTER BRAKE, MACHINERY, (NEAR SIDE) | Bridge-Thruster Brake | STR | PM | FOS | OPERATING | 3 | 2024-03-07
HC601011 | E4-2414 | THRUSTER BRAKE, MACHINERY, (FAR SIDE) | Bridge-Thruster Brake | STR | PM | FOS | OPERATING | 4 | 2024-03-07
HC601012 | E4-2414 | THRUSTER BRAKE, MOTOR, (FAR SIDE) | Bridge-Thruster Brake | STR | PM | FOS | OPERATING | 3 | 2024-03-06
HC601013 | E4-2414 | SPAN LIFT MOTOR, NEAR | Bridge-Motor-Span Lift | STR | PM | FOS | OPERATING | 4 | 2024-03-06
HC601014 | E4-2414 | SPAN LIFT MOTOR, FAR | Bridge-Motor-Span Lift | STR | PM | FOS | OPERATING | 4 | 2024-03-07
HC602001 | E4-2414 | GATE, NORTH BOUND, NEAR OFF-GOING | Bridge-Gates | STR | PM | FOS | OPERATING | 4 | 2024-01-11
HC602002 | E4-2414 | GATE, SOUTH BOUND, NEAR ON-COMING | Bridge-Gates | STR | PM | FOS | OPERATING | 4 | 2024-01-11
HC602003 | E4-2414 | GATE, SOUTH BOUND, FAR OFF-GOING | Bridge-Gates | STR | PM | FOS | OPERATING | 4 | 2024-01-11
HC602004 | E4-2414 | GATE, NORTH BOUND, FAR ON-COMING | Bridge-Gates | STR | PM | FOS | OPERATING | 4 | 2024-01-11
HC603001 | E4-2414 | LOCK BAR OPERATOR, S/N 651366A-1 | Bridge-Lock Bar | STR | PM | FOS | OPERATING | 4 | 2024-04-15
HC603002 | E4-2414 | LOCK BAR OPERATOR, S/N 651366A-2 | Bridge-Lock Bar | STR | PM | FOS | OPERATING | 4 | 2024-04-15
HC604001 | E4-2414 | FENDER AND ADJACENT AREAS | Bridge-Fender | SPE | PM | FOS | OPERATING | 4 | 2024-03-05
HC604002 | E4-2414 | FENDER AND ADJACENT AREAS | Bridge-Fender | SPE | PM | FOS | OPERATING | 4 | 2024-03-05
HC701001 | E4-2414 | MOTOR CONTROL CENTER | Bridge-MCC | STR | PM | FOS | OPERATING | 4 | 2022-05-30
HC801003 | E3-1133 | FUEL TANK, REGISTERED, Diesel, 2000 Gallon | Tanks-Fuel | ELV | PM | FOS | OPERATING | 4 | 2024-04-18
HCAIAAX001 | E3-1133 | AIR HANDLER, S/N 7024PSPIV | AHU-DX-5T_30T | HVC | PM | FOS | OPERATING | 2 | 2024-05-02
HCAIAAX002 | E3-1133 | AIR HANDLER S/N 7095AFX2V | AHU-DX-5T_30T | HVC | PM | FOS | OPERATING | 2 | 2024-05-02
HCAIAAX003 | E3-1133 | AIR HANDLER, S/N 0716C96604 | AHU-CHW-Computer-5T_30T | HVC | PM | FOS | OPERATING | 3 | 2024-04-24
HCAIAAX004 | E3-1133 | AIR HANDLER, S/N 0716C9CC11 | AHU-CHW-Computer-5T_30T | HVC | PM | FOS | OPERATING | 3 | 2024-04-24
HCAIAAX005 | E3-1133 | AIR HANDLER, S/N K07C28764 | AHU-DX-5T_30T | HVC | PM | FOS | OPERATING | 4 | 2024-05-14
HCAIAAX006 | E3-1133 | AIR HANDLER S/N K07C28769 | AHU-DX-5T_30T | HVC | PM | FOS | OPERATING | 4 | 2024-05-02
HCAIAAX007 | E3-1133 | AIR HANDLER, S/N K07C28777 | AHU-DX-5T_30T | HVC | PM | FOS | OPERATING | 4 | 2024-05-14
HCAIAAX008 | E3-1133 | AIR HANDLER S/N K07C28782 | AHU-DX-5T_30T | HVC | PM | FOS | OPERATING | 4 | 2024-05-02
HCAIACU001 | E3-1133 | HEAT PUMP, S/N 6374PHG47 | AHU-DX-Condenser | HVC | PM | FOS | OPERATING | 1 | 2024-05-09
HCAIACU002 | E3-1133 | HEAT PUMP, S/N 78150R2F | AHU-DX-Condenser | HVC | PM | FOS | OPERATING | 3 | 2023-05-05
HCAIACU003 | E3-1133 | CONDENSING UNIT, S/N DHVH-114A/115A | AHU-DX-Condenser | HVC | N/A | XSD | DECOMMISSIONED | 1 | 2016-06-03
HCAIACU003-R1 | E3-1133 | CONDENSING UNIT, S/N C17D2FA015 | AHU-DX-Condenser | HVC | PM | FOS | OPERATING | 2 | 2024-04-30
HCAIACU004 | E3-1133 | CONDENSING UNIT, S/N DHVH-136C | AHU-DX-Condenser | HVC | N/A | XSD | DECOMMISSIONED | 1 | 2016-06-03
HCAIACU004-R1 | E3-1133 | CONDENSING UNIT, S/N C17D2FA016 | AHU-DX-Condenser | HVC | PM | FOS | OPERATING | 2 | 2024-04-30
HCAIACU005 | E3-1133 | CONDENSING UNIT, S/N C07C02393 | AHU-DX-Condenser | HVC | N/A | XSD | DECOMMISSIONED | 4 | 2016-05-23
HCAIACU005-R1 | E3-1133 | CONDENSING UNIT, S/N C15H05006 | AHU-DX-Condenser | HVC | PM | FOS | OPERATING | 2 | 2024-04-30
HCAIACU006 | E3-1133 | CONDENSING UNIT, S/N C07C02392 | AHU-DX-Condenser | HVC | N/A | XSD | DECOMMISSIONED | 2 | 2015-08-17
HCAIACU006-R1 | E3-1133 | CONDENSING UNIT, S/N C15D02580 | AHU-DX-Condenser | HVC | PM | FOS | OPERATING | 4 | 2023-05-01
HCAIACU007 | E3-1133 | CONDENSING UNIT, S/N C07C02394, CU-7 | AHU-DX-Condenser | HVC | N/A | XSD | DECOMMISSIONED | 2 | 2019-08-15
HCAIACU007-R1 | E3-1133 | CONDENSING UNIT, S/N C07C02394, CU-7 | AHU-DX-Condenser | HVC | PM | FOS | OPERATING | 3 | 2024-04-30
HCAIACU008 | E3-1133 | CONDENSING UNIT, S/N C07C02391, CU-8 | AHU-DX-Condenser | HVC | N/A | XSD | DECOMMISSIONED | 2 | 2018-05-17
HCAIACU008-R1 | E3-1133 | CONDENSING UNIT, S/N C07C02391, CU-8 | AHU-DX-Condenser | HVC | PM | FOS | OPERATING | 3 | 2023-05-01
HCE01001 | E4-2414 | SS 1142 112.5KVA 13.2KV/480V PDMT | Transformers-Oil-MV | EHV | PT | FOS | OPERATING | 4 | 2023-04-25
HCE01003 | E4-2414 | XFMR T1 25KVA CAT#1D1Y025 1PH | Panel-LV | ELV | RTF | FOS | OPERATING | 4 | 2011-06-07
HCE01017 | E4-2414 | PANEL LBP, 100A, 240/120V | Panel-LV | ELV | RTF | FOS | OPERATING | 4 | 2011-06-07
HCE01018 | E4-2414 | PANEL LBPB, 40A MAIN, 240/120V | Panel-LV | ELV | RTF | FOS | OPERATING | 4 | 2011-06-07
HCE01019 | E4-2414 | DISCONNECT, BREAKER, 40 AMP, SINGLE PHASE | Disconnect Switch-LV | ELV | RTF | FOS | OPERATING | 4 | 2011-06-07
HCE01020 | E4-2414 | DISCONNECT, BREAKER, 60 AMP, SINGLE PHASE | Disconnect Switch-LV | ELV | RTF | FOS | OPERATING | 4 | 2011-06-07
HCE01021 | E4-2414 | PANEL P2, 100 MAIN SHUNT TRIP, 480 VOLT | Panel-LV | ELV | RTF | FOS | OPERATING | 4 | 2011-06-07
HCE01026 | E4-2414A | ATS 125A 480V 3PH | ATS | ELV | PM | FOS | OPERATING | 4 | 2022-11-30
HCE02001 | E3-1133 | SS 1162 750KVA 13.8KV-480/277V OIL PDMT COOPER | Transformers-Oil-MV | EHV | PM | FOS | OPERATING | 4 | 2022-02-20
HCE03001 | K6-1141 | VFI 799 15.5KV 630A S#643-05-0048 G&W | Vacuum Fault Interrupter | EHV | PT | FOS | OPERATING | 4 | 2023-12-21
HCE030010101 | K6-1141 | MULTI PHASE OVERCURRENT RELAY, VFI 799 V1 | Relays-MV | EHV | PM | FOS | OPERATING | 4 | 2022-08-18
HCE030010102 | K6-1141 | MULTI PHASE OVERCURRENT RELAY, VFI 799 V2 | Relays-MV | EHV | PM | FOS | OPERATING | 4 | 2022-08-18
HCE030010103 | K6-1141 | MULTI PHASE OVERCURRENT RELAY, VFI 799 V3 | Relays-MV | EHV | PM | FOS | OPERATING | 4 | 2022-08-18
HCE90001 | E4-2414 | GROUNDING SYSTEM FACILITY | Grounding | ELV | PMHL | FOS | OPERATING | 4 | 2011-01-17
HCFFAAS001 | E3-1133 | VESDA DETECTION, CONTROL ROOM, UNDERFLOOR | ASSD | PSY | PM | FOS | OPERATING | 3 | 2023-08-22
HCFFAAS002 | E3-1133 | VESDA DETECTION, CONTROL ROOM, CEILING | ASSD | PSY | PM | FOS | OPERATING | 3 | 2023-08-22
HCFFAAS003 | E3-1133 | VESDA DETECTION, RADAR DOME, UNDERFLOOR | ASSD | PSY | PM | FOS | OPERATING | 3 | 2023-08-24
HCFFAAS004 | E3-1133 | VESDA DETECTION, DOME, AHU 7 & AHU 8 | ASSD | PSY | PM | FOS | OPERATING | 3 | 2023-08-25
HCFFAAS005 | E3-1133 | VESDA DETECTION, DOME, AHU 5 & AHU 6 | ASSD | PSY | PM | FOS | OPERATING | 3 | 2023-08-25
HCFFART001 | E3-1133 | CENTRAL RADIO MONITORING SYSTEM (CRMS) TRANSCEIVER | CRMS | PSY | PM | FOS | OPERATING | 3 | 2023-08-29
HCFSCCA001 | E3-1133 | NOVEC 1230 CONTROL PANEL W/ LOBBY ANNUNCIATOR | Novec | PSY | PM | FOS | OPERATING | 4 | 2023-09-22
HCG01001 | E4-2414A | GENERATOR 60KW DIESEL 480V, with 200 Gallon Fixed Belly Tank | Generator-Stationary-Level 2 | ELV | PM/RI | FOS | OPERATING | 4 | 2024-04-11
HCG02001 | E3-1133 | GENERATOR, 750KW, DIESEL, FACILITY, AUTOSTART | Generator-Stationary-Level 2 | ELV | PM/RI | FOS | OPERATING | 4 | 2022-10-09
HCS12001 | E3-1133 | BFP, 3/4" WILKINS-ZURN, S/N 2712585 | BFP | WWS | PM | FOS | OPERATING | 4 | 2023-10-16
HD301003 | K7-0412 | SHOWER, HAWS, DELUGE | Shwr-Eyewash | WWS | PM | FOS | OPERATING | 3 | 2023-11-01
HD301004 | K7-0412 | SHOWER, HAWS DELUGE | Shwr-Eyewash | WWS | PM | FOS | OPERATING | 3 | 2023-11-01
HD302001 | K7-0415 | EYEWASH BRADLEY 1/2" INLET | Shwr-Eyewash | WWS | PM | FOS | OPERATING | 4 | 2024-03-11
HD501001 | K7-0415 | ROOF, MULTI-FUNCTION PROP FAC., METAL, 6200 SF | Roof-Metal | STR | PM | FOS | OPERATING | 4 | 2024-03-07
HD601001 | K7-0415 | HOIST, CHAIN, 1/8 TON, ELECTRIC, COFFING (WEST) | Hoist | MEC | PM | FOS | OPERATING | 4 | 2024-04-11
HD601002 | K7-0415 | HOIST, CHAIN, 1/8 TON, ELECTRIC, COFFING (MIDDLE) | Hoist | MEC | PM | FOS | OPERATING | 4 | 2024-04-11
HD601003 | K7-0415 | HOIST, CHAIN, 1/8 TON, ELECTRIC, COFFING (EAST) | Hoist | MEC | PM | FOS | OPERATING | 4 | 2024-04-12
HDA01001 | K7-0415 | AIR HANDLING UNIT #1, DX, AAON | AHU-DX-5T_30T | HVC | PM | FOS | OPERATING | 2 | 2024-02-15
HDA01002 | K7-0415 | AIR HANDLING UNIT #2, DX, AAON | AHU-DX-5T_30T | HVC | PM | FOS | OPERATING | 2 | 2024-02-15
HDA03001 | K7-0415 | CONDENSING UNIT | AHU-DX-Condenser | HVC | PM | FOS | OPERATING | 4 | 2023-05-31
HDA03002 | K7-0415 | CONDENSING UNIT | AHU-DX-Condenser | HVC | PM | FOS | OPERATING | 3 | 2023-05-31
HDACAAD001 | K7-0415 | AIR DRYER, REFRIGERATED | Refrigeration-Air Dryer | HVC | PM | FOS | OPERATING | 3 | 2024-04-09
HDACACP001 | K7-0415 | AIR COMPRESSOR, SCREW, QUINCY S/N 92877 | Compressors-Air-Screw | HVC | N/A | XSD | DECOMMISSIONED | 3 | 2017-01-26
HDACACP001-R1 | K7-0415 | AIR COMPRESSOR, RECIP | Compressors-Air-Reciprocating | HVC | PM | FOS | OPERATING | 3 | 2024-04-06
HDFFACP001 | K7-0415 | FACP, SIMPLEX 4005 | FACP | PSY | PM | FOS | OPERATING | 4 | 2024-02-17
HDFH1260 | K7-0415 | FIRE HYDRANT MUELLER 5-1/4" 2005 | Hydrant | WWS | N/A | XSD | DECOMMISSIONED | 5 | 2017-12-13
HDFH1260-R1 | K7-0415 | Hydrant, FIRE, AMERICAN DARLING, 2013 | Hydrant | WWS | PM | FOS | OPERATING | 3 | 2024-01-09
HDFSYDS002 | K7-0415 | DRY PIPE FIRE SPRINKLER SYSTEM w/GN2 | Dry Pipe | PSY | PM | FOS | OPERATING | 3 | 2024-01-16
HDFSYWS001 | K7-0415 | WET PIPE FIRE SPRINKLER SYSTEM | Wet Pipe | PSY | PM | FOS | OPERATING | 4 | 2024-01-25
HDS12001-R1 | K7-0412 | BFP WATTS PVB 1 1/2", S/N 024272 | BFP | WWS | PM | FOS | OPERATING | 3 | 2023-12-16
HDS12002-R1 | K7-0412 | BFP WATTS PVB 1 1/2", S/N 022283 | BFP | WWS | PM | FOS | OPERATING | 3 | 2023-12-14
HDS12003 | K7-0412 | BFP WATTS 1 1/2" M/N 8004M, S/N 008333 | BFP | WWS | PM | FOS | OPERATING | 3 | 2023-12-16
HDS12004 | K7-0412 | BFP WATTS 1 1/2" M/N 8004M, S/N 008335 | BFP | WWS | PM | FOS | OPERATING | 3 | 2023-12-16
HDS12005-R1 | K7-0412 | BFP, 1 1/2" WATTS PVB M/N 800M-QT, S/N 022283 | BFP | WWS | PM | FOS | OPERATING | 3 | 2023-12-14
HDS12006-R1 | K7-0412 | BFP WATTS 1-1/2â€ M/N 800M4QT, S/N 025584 | BFP | WWS | PM | FOS | OPERATING | 3 | 2023-12-16
HDS12007 | K7-0415 | BFP, WILKINS 2" RP, S/N 1947634 | BFP | WWS | PM | FOS | OPERATING | 3 | 2023-12-18
HDS12008 | K7-0415 | BFP, ZURN WILKINS 6" DCDA, S/N N18226 | BFP | WWS | PM | FOS | OPERATING | 3 | 2024-01-09
HE101050 | M6-0486 | Loader, Front End with Scoop | Loader | FMT | PM | FOS | OPERATING | 3 | 2020-03-02
HE101052 | K6-2096 | GRADER, ROAD, JOHN DEERE | Grader | FMT | PM | FOS | OPERATING | 2.58 | 2013-10-17
HE101054 | M6-0486 | CRAWLER, BULLDOZER, TRACKED | Dozer | FMT | N/A | XSD | DECOMMISSIONED | 2 | 2020-08-24
HE101058 | M6-0486 | Loader, Front End | Loader | FMT | PM | FOS | OPERATING | 2.63 | 2013-10-17
HE101060 | M6-0486 | COMPACTOR, DIESEL, LANDFILL | Compactor-Landfill | FMT | N/A | XSD | DECOMMISSIONED | 2.5 | 2013-10-17
HE101062 | M6-0486 | BRUSH CUTTER | Brush Cut | FMT | N/A | XSD | DECOMMISSIONED | 2.63 | 2013-10-17
HE101064 | M6-0798 | Loader, Skid Steer | Loader-Skid Steer | FMT | N/A | XSD | DECOMMISSIONED | 3 | 2016-12-23
HE101074 | L7-0072 | COMPACTOR, LANDFILL | Compactor-Landfill | FMT | PM | FOS | OPERATING | 2.81 | 2013-10-17
HE101076 | K6-2096 | GRADALL | Excavator-Gradall | FMT | PM | FOS | OPERATING | 4 | 2022-02-14
HE104038 | K6-2096 | SPREADER, FERTILIZER | Spreader-Fert | FMT | N/A | NIC | NOT_IN_CONTRACT | 3 | 2019-03-25
HE202015 | K6-1996D | CRANE, 8.5 TON, BRODERSON | Crane | FMT | PM | FOS | OPERATING | 2 | 2021-09-07
HE202017 | K6-1996D | Crane, Mobile, 250 TON, Link-Belt | Crane | FMT | N/A | XSD | DECOMMISSIONED | 2 | 2016-12-21
HE202019 | K6-1996D | Crane, Mobile, 40 TON, Link-Belt, with 140 Gallon Tank | Crane | FMT | N/A | XSD | DECOMMISSIONED | 3 | 2021-03-30
HE202027 | K6-1996D | Crane, Mobile, 130 Ton, Tadano, with 270 gal upper tank, 205 gal lower tank | Crane | FMT | N/A | XSD | DECOMMISSIONED | 2 | 2020-08-27
HE202029 | K6-1996D | Hydraulic Crane, 9 Ton, Mobile, Broderson | Crane | FMT | PM | FOS | OPERATING | 4 | 2024-05-13
HE202031 | K6-1996D | Crane, 75 Ton Linkbelt, with 200 Gallon Tank | Crane | FMT | PM | FOS | OPERATING | 4 | 2024-04-17
HE202032 | M6-0688 | FORKLIFT JIB BOOM S/N 01 | Forklift-Jib Boom | FMT | N/A | NIC | NOT_IN_CONTRACT | 4 | 2015-01-05
HE202054 | 1047 | FORKLIFT JIB BOOM, 6K | Forklift-Jib Boom | FMT | N/A | XSD | DECOMMISSIONED | 4 | 2014-09-03
HE202058 | M7-0505 | CRANE, 50T, MOBILE, HYDRAULIC, with 190 Gallon tank | Crane | FMT | N/A | XSD | DECOMMISSIONED | 4 | 2016-04-11
HE202074 | M7-0360 | LIFT VERTICAL PLATFORM, 650LB | Lift | MEC | N/A | XSD | DECOMMISSIONED | 4 | 2020-12-16
HE202086 | K6-1996D | CRANE, 35T, Terex, Diesel, with 114 Gallon Tank | Crane | FMT | PM | FOS | OPERATING | 3 | 2022-04-28
HE202092 | M7-0777 | SCISSOR LIFT, FOOT PUMP OPERATED | Lift-Scissor | MEC | PM/TS | NOS | DECOMMISSIONED | 4 | 2012-07-31
HE202096 | M7-0777 | GENIE SUPERLIFT, 800LB, 18" LOAD CENTER | Lift | MEC | PM/TS | NOS | DECOMMISSIONED | 3.75 | 2014-03-11
HE202104 | M7-0505 | CRANE, MOBILE 75 TON | Crane | FMT | PM/TS | NOS | OPERATING | 1 | 2024-03-15
HE202106 | K6-1996D | FORKLIFT JIB BOOM, TELESCOPING | Forklift-Jib Boom | FMT | PM | FOS | OPERATING | 4 | 2023-11-02
HE202110 | K6-1996D | FORK TRUCK BOOM | Forklift-Jib Boom | FMT | PM | FOS | OPERATING | 4 | 2023-04-06
HE202112 | K6-1996D | FORKLIFT DRUM HANDLER | Drum Handling | FMT | PM | FOS | OPERATING | 4 | 2023-08-01
HE202116 | K6-1996D | Drum Handler, Crane, 800 LBS | Drum Handling | FMT | PM | FOS | OPERATING | 4 | 2023-04-10
HE202120 | K6-1996D | Crane Mobile, 450 Ton, Grove | Crane | FMT | PM | FOS | OPERATING | 4 | 2024-04-17
HE202122 | K6-1995 | Hydraulic Crane, 9 Ton Broderson | Crane | FMT | PM | FOS | OPERATING | 4 | 2024-04-17
HE302062 | K6-2096 | TRACTOR, DIESEL, W/CANOPY, FORD | Tractor | FMT | N/A | NIC | NOT_IN_CONTRACT | 1 | 2016-12-21
HE302066 | M6-0486 | TRACTOR, DIESEL, W/CANOPY, FORD | Tractor | FMT | N/A | XSD | DECOMMISSIONED | 3 | 2015-10-20
HE302086 | K6-2096 | TRACTOR, FARM, 7610 FY455C/BC86991 1026656 | Tractor | FMT | N/A | NIC | NOT_IN_CONTRACT | 4 | 2013-11-26
HE302094 | M6-0486 | TRACTOR, FARM | Tractor | FMT | PM | FOS | OPERATING | 4 | 2020-10-08
HE302096 | K6-2096 | TRACTOR, FARM | Tractor | FMT | N/A | XSD | DECOMMISSIONED | 2.61 | 2013-10-17
HE302100 | M6-0486 | TRACTOR, LOW PROFILE | Tractor | FMT | PM | FOS | OPERATING | 3 | 2020-03-25
HE302102 | M6-0486 | TRACTOR, LOW PROFILE | Tractor | FMT | PM | FOS | OPERATING | 4 | 2020-07-28
HE302104 | K6-2096 | TRACTOR, WHEELED AGRICULTURAL, SN BD 7174 | Tractor | FMT | N/A | NIC | NOT_IN_CONTRACT | 3 | 2019-03-01
HE302130 | M6-0486 | FARM TRACTOR WITH BACKHOE | Backhoe | FMT | PM | FOS | OPERATING | 3 | 2024-03-14
HE302134 | K6-2096 | FARM TRACTOR | Tractor | FMT | N/A | NIC | NOT_IN_CONTRACT | 3 | 2019-02-19
HE302140 | K6-2096 | TRACTOR | Tractor | FMT | N/A | NIC | NOT_IN_CONTRACT | 3 | 2018-05-25
HE302148 | M6-0486 | LOADER, SKID STEER | Loader | FMT | N/A | XSD | DECOMMISSIONED | 4 | 2020-05-15
HE304168 | K6-2096 | SLOPE MOWER ATTACHMENT | Mower-Attachment | FMT | N/A | NIC | NOT_IN_CONTRACT | 2 | 2019-02-19
HE304170 | K6-2096 | CUTTER, TRACTOR MOUNTED | Cutter-Tractor Mounted | FMT | N/A | NIC | NOT_IN_CONTRACT | 3 | 2018-05-25
HE401025 | M6-0486 | FORKLIFT, 2K, ELEC, CLARK | Forklift-Electric | FMT | N/A | XSD | DECOMMISSIONED | 3.2 | 2013-09-09
HE401119 | M6-0791 | FORKLIFT, ELECTRIC, 2K LB, LEKTRO | Forklift-Electric | FMT | N/A | NIC | NOT_IN_CONTRACT | 4 | 2015-11-10
HE401155 | K6-1996D | FORKLIFT, ELECTRIC, 4K LB, TCM | Forklift-Electric | FMT | PM | FOS | OPERATING | 3 | 2024-04-19
HE401156 | K7-0418 | FORKLIFT, 6K, GAS, HYSTER | Forklift-Gas | FMT | N/A | NIC | NOT_IN_CONTRACT | 2 | 2016-02-16
HE401160 | K6-1446 | FORKLIFT, 6K, GAS, DATSUN, S/N PGF02050262 | Forklift-Gas | FMT | N/A | XSD | DECOMMISSIONED | 2.61 | 2013-09-11
HE401173 | K7-0415 | Forklift, Gas, 3K, HYSTER | Forklift-Gas | FMT | N/A | NIC | NOT_IN_CONTRACT | 2.57 | 2013-09-24
HE401180 | 60640 | FORKLIFT, 4K, ELEC, MITSUBISHI | Forklift-Electric | FMT | N/A | XSD | DECOMMISSIONED | 4 | 2018-02-19
HE401181 | M6-1671 | FORKLIFT, GAS, 3K-L, HYSTER | Forklift-Gas | FMT | N/A | XSD | DECOMMISSIONED | 3 | 2020-05-21
HE401187 | K6-1547 | Forklift, Diesel, 16K, Yale | Forklift-Diesel | FMT | N/A | XSD | DECOMMISSIONED | 4 | 2017-08-31
HE401193 | K6-1547 | FORKLIFT, ELECTRIC, 4K YALE | Forklift-Electric | FMT | PM | FOS | OPERATING | 3 | 2024-05-02
HE401196 | M7-1354 | FORKLIFT 4K ELECTRIC NISSAN | Forklift-Electric | FMT | PM | FOS | OPERATING | 4 | 2024-05-14
HE401199 | K6-1996D | FORKLIFT, DIESEL, 6K-L, YALE | Forklift-Diesel | FMT | N/A | XSD | DECOMMISSIONED | 2.51 | 2013-09-24
HE401202 | M6-0486 | FORKLIFT, 30K, DIESEL, CLARK | Forklift-Diesel | FMT | PM | FOS | OPERATING | 2 | 2024-03-14
HE401206 | M6-0744 | FORKLIFT, 6K, GAS, CLARK | Forklift-Gas | FMT | N/A | XSD | DECOMMISSIONED | 2.37 | 2013-09-25
HE401209 | K6-0900 | FORKLIFT, DIESEL, 6K LB, HYSTER | Forklift-Diesel | FMT | N/A | XSD | DECOMMISSIONED | 2.8 | 2013-09-25
HE401212 | 60530 | FORKLIFT, 4K, PROPANE | Forklift-Propane | FMT | N/A | NIC | NOT_IN_CONTRACT | 4 | 2012-06-14
HE401213 | M6-0744 | FORKLIFT, ELECTRIC, 4000 LB | Forklift-Electric | FMT | N/A | XSD | DECOMMISSIONED | 2 | 2024-03-14
HE401215 | J6-2327 | Forklift, Diesel, 10K-L, Clark | Forklift-Diesel | FMT | PM/TS | NOS | DECOMMISSIONED | 2.68 | 2013-09-26
HE401217 | K6-0848 | Forklift, Diesel, 10k LB, Clark | Forklift-Diesel | FMT | PM | FOS | OPERATING | 3 | 2024-03-21
HE401219 | K6-1247 | FORKLIFT, DIESEL 10000 LB | Forklift-Diesel | FMT | PM | FOS | OPERATING | 2.55 | 2013-09-26
HE401220 | K6-1696 | FORK TRUCK, MITSUBISHI, 4125 LBS | Forklift-Gas | FMT | PM | FOS | OPERATING | 2 | 2024-05-06
HE401223 | K6-1547 | FORKLIFT, ELECTRIC, 4K LB, YALE | Forklift-Electric | FMT | N/A | XSD | DECOMMISSIONED | 3 | 2016-09-02
HE401227 | K6-1996D | Forklift, Diesel, 16k LB, Wiggins | Forklift-Diesel | FMT | N/A | XSD | DECOMMISSIONED | 4 | 2020-03-03
HE401229 | M6-0486 | FORKLIFT, DIESEL, 30K | Forklift-Diesel | FMT | N/A | XSD | DECOMMISSIONED | 3 | 2016-02-16
HE401239 | K6-1996D | FORKLIFT, 8000 LB, DIESEL, MITSUBISHI | Forklift-Diesel | FMT | PM | FOS | OPERATING | 2.91 | 2013-09-26
HE401243 | M6-1671 | FORKLIFT, DIESEL, 3K, YALE | Forklift-Diesel | FMT | N/A | XSD | DECOMMISSIONED | 3 | 2018-12-11
HE401245 | K6-1996 | Forklift, Diesel, 6k LB, Yale | Forklift-Diesel | FMT | N/A | NIC | NOT_IN_CONTRACT | 3 | 2016-02-16
HE401246 | M6-0744 | FORKLIFT, 3K, ELEC, DREXEL, S/N 22576-3-110 | Forklift-Electric | FMT | N/A | XSD | DECOMMISSIONED | 4 | 2023-03-08
HE401248 | K7-0415 | FORKLIFT, 3990#, GAS, KOMATSU, S/N 234553A | Forklift-Gas | FMT | N/A | NIC | NOT_IN_CONTRACT | 2.78 | 2013-09-26
HE401248-C | K6-1996D | FORKLIFT 25K (15FT) DIESEL (WIGGINS) | Forklift-Diesel | FMT | PM | FOS | OPERATING | 2 | 2024-03-14
HE401249 | K6-0793 | FORKLIFT, DIESEL, 16K POUND, KOMATSU | Forklift-Diesel | FMT | PM | FOS | OPERATING | 4 | 2023-11-21
HE401253 | K6-1847 | FORKLIFT, 9K, DIESEL, MITSUBISHI | Forklift-Diesel | FMT | PM | FOS | OPERATING | 4 | 2022-03-04
HE401254 | M7-1011 | FORKLIFT, DIESEL ENGINE, MITSUBISHI | Forklift-Diesel | FMT | PM | FOS | OPERATING | 2.93 | 2013-09-30
HE401255 | K6-1547 | Forklift, Electric, 3K Pound, Drexel | Forklift-Electric | FMT | N/A | XSD | DECOMMISSIONED | 4 | 2018-03-12
HE401256 | 1047 | FORKLIFT, 5K, DIESEL, RIDER TYPE | Forklift-Diesel | FMT | N/A | XSD | DECOMMISSIONED | 2.75 | 2013-09-30
HE401260 | M6-0744 | TRUCK, FORK, LIFT, 3K, GAS | Forklift-Gas | FMT | PM | FOS | OPERATING | 3 | 2022-02-01
HE401263 | K6-0848 | Forklift, Electrical, 4000 Pound, Yale | Forklift-Electric | FMT | PM | FOS | OPERATING | 3 | 2024-04-03
HE401264-C | M6-0698 | FORKLIFT ELECTRIC 5K, YALE | Forklift-Electric | FMT | PM | FOS | OPERATING | 4 | 2024-04-12
HE401266 | M6-0744 | FORKLIFT, 15K, DIESEL, KOMATSU, M/N FD-705 | Forklift-Diesel | FMT | N/A | XSD | DECOMMISSIONED | 2.57 | 2013-09-30
HE401267 | K6-0793 | FORKLIFT, 8K DIESEL, HYSTER | Forklift-Diesel | FMT | PM | FOS | OPERATING | 2 | 2024-03-14
HE401270 | M6-0744 | FORKLIFT, 3K, GAS, KOMATSU, M/N FG15C14 | Forklift-Gas | FMT | N/A | XSD | DECOMMISSIONED | 3 | 2019-11-08
HE401271 | K6-1996D | Forklift, 50K, Diesel, Hyster | Forklift-Diesel | FMT | N/A | XSD | DECOMMISSIONED | 2 | 2022-06-29
HE401272 | M6-0688 | FORKLIFT, 6K, DIESEL, MITSUBISHI, M/N FD30 | Forklift-Diesel | FMT | N/A | NIC | NOT_IN_CONTRACT | 2.66 | 2013-10-21
HE401278 | M6-0744 | FORKLIFT, 6K, DIESEL, M/N FD30, S/N AF14B30164 | Forklift-Diesel | FMT | PM | FOS | OPERATING | 3 | 2023-09-13
HE401282 | K6-1996D | FORKLIFT, 6K, DIESEL, MITSUBISHI | Forklift-Diesel | FMT | PM | FOS | OPERATING | 2.51 | 2013-10-21
HE401284 | M7-0409 | FORKLIFT, 6K, DIESEL, MITSUBISHI | Forklift-Diesel | FMT | PM | FOS | OPERATING | 2.62 | 2013-10-21
HE401288 | 1047 | FORKLIFT, DIESEL, HYSTER | Forklift-Diesel | FMT | N/A | XSD | DECOMMISSIONED | 2.78 | 2013-10-21
HE401290 | M6-0744 | FORKLIFT, 6K, DIESEL, M/N FD30, S/N AF14830205 | Forklift-Diesel | FMT | N/A | XSD | DECOMMISSIONED | 3 | 2018-12-06
HE401292 | M6-0486 | FORKLIFT, 4K, E50XL27/C108V10148K, ELEC | Forklift-Electric | FMT | N/A | XSD | DECOMMISSIONED | 2.79 | 2013-10-21
HE401294 | M6-0744 | TRUCK, LIFT, FORK, 4K, ELEC | Forklift-Electric | FMT | PM | FOS | OPERATING | 3 | 2024-03-07
HE401298 | M6-0744 | TRUCK. LIFT, FORK, 4K, ELEC | Forklift-Electric | FMT | PM | FOS | OPERATING | 3 | 2024-03-07
HE401304 | M6-1671 | TRUCK, LIFT, FORK, 15K, DIESEL | Forklift-Diesel | FMT | PM | FOS | OPERATING | 4 | 2021-05-21
HE401306 | M7-0360 | FORKLIFT 5K ELECTRIC HYSTER | Forklift-Electric | FMT | PM | FOS | OPERATING | 4 | 2024-05-07
HE401312 | M7-0505 | FORKLIFT, 6K, GAS, CLARK | Forklift-Gas | FMT | PM | FOS | OPERATING | 3 | 2024-03-12
HE401314 | K6-2096 | FORKLIFT, 15K, DIESEL, KOMATSU | Forklift-Diesel | FMT | N/A | XSD | DECOMMISSIONED | 2.57 | 2013-10-21
HE401316 | M6-0486 | FORKLIFT, 15K, DIESEL, KOMATSU | Forklift-Diesel | FMT | PM | FOS | OPERATING | 3 | 2024-05-02
HE401320 | K6-1446D | FORKLIFT, 6K, DIESEL, CLARK | Forklift-Diesel | FMT | PM | FOS | OPERATING | 2.74 | 2013-10-21
HE401322 | K6-1246 | FORKLIFT, 6K, DIESEL, CLARK | Forklift-Diesel | FMT | PM | FOS | OPERATING | 2.66 | 2013-10-21
HE401328 | M6-0744 | FORKLIFT, 5K, DIESEL, PIGGYBACK | Forklift-Diesel | FMT | PM | FOS | OPERATING | 2.62 | 2013-10-21
HE401330 | M6-1671 | FORKLIFT, 15K, DIESEL, KOMATSU | Forklift-Diesel | FMT | PM | FOS | OPERATING | 2.62 | 2013-10-21
HE401332 | M6-0486 | FORKLIFT, 3K, GAS, KOMATSU | Forklift-Gas | FMT | PM | FOS | OPERATING | 2.58 | 2013-10-21
HE401334 | M6-1671 | FORKLIFT, 4K, DIESEL, HYSTER | Forklift-Diesel | FMT | N/A | XSD | DECOMMISSIONED | 2.73 | 2013-10-21
HE401338 | M6-0744 | FORKLIFT, 4K, ELEC, MITSUBISHI | Forklift-Electric | FMT | PM | FOS | OPERATING | 3 | 2023-12-29
HE401340 | M6-0794 | FORKLIFT, 3K, ELEC, DREXEL | Forklift-Electric | FMT | N/A | XSD | DECOMMISSIONED | 3 | 2016-02-16
HE401354 | M6-0486 | FORKLIFT, 15K, DIESEL, KOMATSU | Forklift-Diesel | FMT | N/A | XSD | DECOMMISSIONED | 2.8 | 2013-07-16
HE401356 | M6-1625 | FORKLIFT, 6K, DIESEL, MITSUBISHI | Forklift-Diesel | FMT | PM | FOS | OPERATING | 3 | 2023-10-24
HE401364 | M6-0744 | Forklift, 5.35K, Diesel, Hyster | Forklift-Diesel | FMT | PM | FOS | OPERATING | 3 | 2022-11-03
HE401368 | 36009 | FORKLIFT, 6.5K DIESEL, CLARK | Forklift-Diesel | FMT | N/A | NIC | NOT_IN_CONTRACT | 4 | 2013-04-24
HE401370 | M7-0360 | FORKLIFT 15K ELECTRIC (CARER) | Forklift-Electric | FMT | PM | FOS | OPERATING | 4 | 2024-04-02
HE401372 | M6-0486 | FORKLIFT, 6K, DIESEL | Forklift-Diesel | FMT | PM | FOS | OPERATING | 3 | 2022-03-02
HE401374 | M6-0486 | FORKLIFT, 6K, DIESEL | Forklift-Diesel | FMT | N/A | XSD | DECOMMISSIONED | 2.71 | 2013-10-21
HE401377 | K6-1350 | Forklift, Electric Crown | Forklift-Electric | FMT | PM | FOS | OPERATING | 4 | 2024-05-02
HE401378 | M7-0557 | Forklift, Electric 8K, Yale | Forklift-Electric | FMT | PM | FOS | OPERATING | 4 | 2024-04-18
HE401379 | K6-1996D | JLG Telehandler, 6600 Lb, 42 Ft Height | Forklift-Diesel | FMT | PM | FOS | OPERATING | 4 | 2023-08-02
HE401380 | M7-0360 | FORKLIFT 8K ELECTRIC (HYSTER) | Forklift-Electric | FMT | PM | FOS | OPERATING | 4 | 2024-05-08
HE401381 | K6-1996D | JLG Telehandler, 6600 Lb, 42 Ft Height | Forklift-Diesel | FMT | PM | FOS | OPERATING | 2 | 2024-03-19
HE401382 | M7-0407 | FORKLIFT 6K DIESEL MITSUBISHI | Forklift-Diesel | FMT | PM | FOS | OPERATING | 2.72 | 2013-07-17
HE401384 | K6-1246 | FORKLIFT 6K DIESEL MITSUBISHI | Forklift-Diesel | FMT | PM | FOS | OPERATING | 2 | 2024-03-19
HE401398 | M7-1104 | FORKLIFT 16K DIESEL (LINDE BAKER) (P) | Forklift-Diesel | FMT | N/A | XSD | DECOMMISSIONED | 3 | 2018-11-23
HE401402 | K6-1996D | FORKLIFT 30K DIESEL (CLARK) | Forklift-Diesel | FMT | PM | FOS | OPERATING | 2.58 | 2013-07-10
HE401404 | 1731 | FORKLIFT, 3K, GAS | Forklift-Gas | FMT | N/A | NIC | NOT_IN_CONTRACT | 3 | 2012-11-12
HE401406 | 1731 | FORKLIFT, 10K, DIESEL | Forklift-Diesel | FMT | N/A | NIC | NOT_IN_CONTRACT | 4 | 2012-10-31
HE401408 | 36009 | FORKLIFT, 15K, DIESEL | Forklift-Diesel | FMT | N/A | NIC | NOT_IN_CONTRACT | 4 | 2012-11-07
HE401414 | J6-2466 | FORKLIFT, ELECTRIC, 2450 LBS, YALE | Forklift-Electric | FMT | N/A | NIC | NOT_IN_CONTRACT | 2.83 | 2013-10-22
HE401416 | M7-0505 | FORKLIFT, 30K, DIESEL | Forklift-Diesel | FMT | PM | FOS | OPERATING | 2 | 2024-05-06
HE401420 | M6-0794 | FORKLIFT 6K ELECTRIC | Forklift-Electric | FMT | PM | FOS | OPERATING | 4 | 2024-04-12
HE401424 | K6-1996D | FORKLIFT, 15K, DIESEL | Forklift-Diesel | FMT | PM | FOS | OPERATING | 2.8 | 2013-08-12
HE401432 | M6-0744 | FORKLIFT, ELECTRIC, 2K | Forklift-Electric | FMT | PM | FOS | OPERATING | 4 | 2024-05-01
HE401436 | K7-0114 | FORKLIFT, 6K LB DIESEL | Forklift-Diesel | FMT | N/A | NIC | NOT_IN_CONTRACT | 3.18 | 2013-10-22
HE401438 | K6-1547 | FORKLIFT 3K ELECTRIC (YALE) | Forklift-Electric | FMT | PM | FOS | OPERATING | 3 | 2024-05-03
HE401440 | M7-0505 | FORKLIFT, 15.5k, DIESEL, TOYOTA | Forklift-Diesel | FMT | PM | FOS | OPERATING | 4 | 2024-01-15
HE401442 | M6-0486 | FORKLIFT 10K DIESEL (TAILIFT) | Forklift-Diesel | FMT | PM | FOS | OPERATING | 3 | 2022-12-21
HE401446 | K6-0794 | FORKLIFT 4650 LB DIESEL (DAEWOO) | Forklift-Diesel | FMT | PM | FOS | OPERATING | 3 | 2023-10-23
HE401448 | K7-0165 | FORKLIFT, 3.7K ELECTRIC, CLARK | Forklift-Electric | FMT | N/A | NIC | NOT_IN_CONTRACT | 3 | 2015-12-01
HE401450 | K6-1996D | FORKLIFT 34K DIESEL (HYSTER) | Forklift-Diesel | FMT | PM | FOS | OPERATING | 4 | 2023-08-01
HE401452 | M6-1671 | FORKLIFT, DIESEL, 11,775 LBS, FA0001359 | Forklift-Diesel | FMT | N/A | NIC | NOT_IN_CONTRACT | 3 | 2018-10-30
HE401454 | K6-1996G | FORKLIFT 10K DIESEL, CLARK | Forklift-Diesel | FMT | PM | FOS | OPERATING | 3 | 2023-03-22
HE401458 | K6-0848 | FORKLIFT ELECTRIC 5K (YALE) | Forklift-Electric | FMT | PM | FOS | OPERATING | 3 | 2024-03-19
HE401460 | M7-1355 | FORKLIFT 10K DIESEL (YALE) | Forklift-Diesel | FMT | PM | FOS | OPERATING | 4 | 2024-01-23
HE401464 | M7-0355 | Forklift, Electric, Hyster, 8850 lbs. | Forklift-Electric | FMT | PM | FOS | OPERATING | 4 | 2024-04-17
HE401466 | M7-0581 | FORKLIFT, 6K, GASOLINE | Forklift-Gas | FMT | PM | FOS | OPERATING | 4 | 2023-11-13
HE401472 | M7-0360 | FORKLIFT ELECTRIC 6K | Forklift-Electric | FMT | PM | FOS | OPERATING | 4 | 2024-05-08
HE401474 | K6-1547 | FORKLIFT ELECTRIC 6K | Forklift-Electric | FMT | PM | FOS | OPERATING | 3 | 2024-04-04
HE401476 | M7-0360 | FORKLIFT ELECTRIC 10K | Forklift-Electric | FMT | PM | FOS | OPERATING | 4 | 2024-05-08
HE401478 | M7-0505 | FORKLIFT 5K (DIESEL) | Forklift-Diesel | FMT | PM | FOS | OPERATING | 4 | 2024-01-17
HE401482 | M7-0360 | FORKLIFT 8.5K, DIESEL | Forklift-Diesel | FMT | PM | FOS | OPERATING | 4 | 2024-01-03
HE401484 | M6-0794 | FORKLIFT 8.5K, DIESEL | Forklift-Diesel | FMT | PM | FOS | OPERATING | 4 | 2024-01-25
HE401486 | K6-1996D | FORKLIFT 15K (DIESEL) | Forklift-Diesel | FMT | PM | FOS | OPERATING | 2.5 | 2013-10-22
HE401490 | M6-0698 | FORKLIFT, 12,800 LBS, DIESEL, HYSTER | Forklift-Diesel | FMT | PM | FOS | OPERATING | 4 | 2023-12-13
HE401492 | M7-0505 | FORK TRUCK, 6K, HYSTER, DIESEL | Forklift-Diesel | FMT | PM | FOS | OPERATING | 2.91 | 2013-10-22
HE401496 | K6-1547 | FORKLIFT, 4K ELECRTIC, HYSTER | Forklift-Electric | FMT | PM | FOS | OPERATING | 3 | 2024-05-06
HE401498 | M6-0794 | FORKLIFT, 3K ELECTRIC, SWING MAST | Forklift-Electric | FMT | PM | FOS | OPERATING | 4 | 2024-04-12
HE401500 | J7-0688 | FORKLIFT, GAS, 6K, HYSTER | Forklift-Gas | FMT | PM | FOS | OPERATING | 4 | 2024-04-05
HE401502 | K6-1547 | FORKLIFT, GAS, 6K, HYSTER | Forklift-Gas | FMT | PM/TS | NOS | DECOMMISSIONED | 3 | 2018-09-20
HE401508 | K7-0114 | Forklift, 5K, Caterpillar, Diesel | Forklift-Diesel | FMT | N/A | NIC | NOT_IN_CONTRACT | 3.67 | 2013-10-22
HE401510 | K7-0114 | Forklift, 5K, Caterpillar, Diesel | Forklift-Diesel | FMT | N/A | NIC | NOT_IN_CONTRACT | 3.64 | 2013-10-22
HE401512 | L6-0247 | Forklift, 25.7K, Diesel, Clark | Forklift-Diesel | FMT | N/A | XSD | DECOMMISSIONED | 4 | 2023-04-10
HE401514 | M6-0744 | Forklift, 6K, Diesel | Forklift-Diesel | FMT | PM | FOS | OPERATING | 4 | 2023-09-15
HE401522 | M6-1671 | FORKLIFT, 6K, DIESEL, MITSUBISHI | Forklift-Diesel | FMT | PM | FOS | OPERATING | 3 | 2022-05-13
HE401524 | L6-0297 | FORKLIFT, 6K, DIESEL, MITSUBISHI | Forklift-Diesel | FMT | PM | FOS | OPERATING | 4 | 2024-03-28
HE401526 | L6-0297 | Forklift, Yale, Electric, Standup, 4K | Forklift-Electric | FMT | PM | FOS | OPERATING | 3 | 2024-05-08
HE401530 | 66240 | FORKLIFT, 15 K, DIESEL POWERED, Clark | Forklift-Diesel | FMT | PM | FOS | OPERATING | 4 | 2023-11-15
HE401534 | L6-0249 | Forklift, 3 K, Walkbehind, Yale | Forklift-Electric | FMT | N/A | XSD | DECOMMISSIONED | 3 | 2017-09-19
HE401536 | M6-1671 | FORKLIFT, 15K, DIESEL, Yale | Forklift-Diesel | FMT | PM | FOS | OPERATING | 3 | 2024-03-14
HE401540 | M7-0360 | Forklift, 16.5 K, Diesel, Linde | Forklift-Diesel | FMT | PM | FOS | OPERATING | 4 | 2024-04-09
HE401542 | M6-0744 | TRUCK, LIFT, FORK 14.1 K, DIESEL, TOYOTA | Forklift-Diesel | FMT | PM | FOS | OPERATING | 4 | 2024-05-01
HE401544 | M7-1354 | Forklift, 15.4 K, Electric, CARER | Forklift-Electric | FMT | PM | FOS | OPERATING | 4 | 2024-05-13
HE401546 | K6-1547 | FORKLIFT, 3.5K ELECTRIC, Swing Mast, Drexel | Forklift-Electric | FMT | PM | FOS | OPERATING | 3 | 2024-05-06
HE401548 | K6-1547 | FORKLIFT, 17.5K Diesel, HYUNDAI | Forklift-Diesel | FMT | PM | FOS | OPERATING | 3 | 2024-03-27
HE401550 | K6-1247 | FORKLIFT, 7.75K Diesel, TOYOTA | Forklift-Diesel | FMT | PM | FOS | OPERATING | 3 | 2024-05-01
HE401552 | 60680 | Forklift, Electric, 3.75K, Toyota | Forklift-Electric | FMT | PM | FOS | OPERATING | 4 | 2024-04-15
HE401554 | L6-0247 | Forklift, Diesel, 36k, HYUNDAI | Forklift-Diesel | FMT | PM | FOS | OPERATING | 4 | 2024-04-19
HE401558 | L6-0247 | Forklift, Narrow Aisle, Electric, 2850 lbs | Forklift-Electric | FMT | PM | FOS | OPERATING | 4 | 2024-05-08
HE401560 | K6-1547 | Forklift, Diesel, 5.9k, Hyundai | Forklift-Diesel | FMT | PM | FOS | OPERATING | 4 | 2024-04-04
HE401562 | K6-1547 | Forklift, Diesel, 5.9k, Hyundai | Forklift-Diesel | FMT | PM | FOS | OPERATING | 4 | 2024-04-03
HE401564 | K6-1547 | Forklift, Diesel, 5.9k, Hyundai | Forklift-Diesel | FMT | PM | FOS | OPERATING | 4 | 2024-04-03
HE401566 | K6-1996H | Forklift, 16K, Clark, Diesel | Forklift-Diesel | FMT | PM | FOS | OPERATING | 3 | 2024-04-05
HE401568 | K6-1995 | Forklift, 32k, Kalmar, Diesel | Forklift-Diesel | FMT | PM | FOS | OPERATING | 4 | 2024-02-15
HE401570 | K6-1995 | JLG Telehandler, 10,000 LB, 55 Ft. Height | Forklift-Diesel | FMT | PM | FOS | OPERATING | 4 | 2024-02-23
HE401572 | L6-0247 | Forklift, 6K, Diesel, Toyota | Forklift-Diesel | FMT | PM | FOS | OPERATING | 4 | 2024-03-13
HE401574 | L6-0247 | Forklift, 6K, Diesel, Toyota | Forklift-Diesel | FMT | PM | FOS | OPERATING | 4 | 2024-03-22
HE401576 | K6-1995 | Forklift, Electric, Toyota, 6K | Forklift-Electric | FMT | PM | FOS | OPERATING | 3 | 2024-04-19
HE401580 | M7-1104 | Forklift, Electric, CARER, 15.4K | Forklift-Electric | FMT | PM | FOS | OPERATING | 4 | 2024-05-14
HE401582 | K6-1547 | Forklift, Hyundai, 6K | Forklift-Gas | FMT | PM | FOS | OPERATING | 3 | 2024-03-22
HE401584 | K6-1995 | JLG Telehandler, 10,000 LB, 55ft. Height | Forklift-Diesel | FMT | PM | FOS | OPERATING | 3 | 2024-01-12
HE401586 | M7-0581 | Forklift, Toyota, Electric, 2650 LBS. | Forklift-Electric | FMT | PM | FOS | OPERATING | 4 | 2024-04-18
HE401588 | L6-0247 | Forklift, Diesel, Toyota, 13.15k | Forklift-Diesel | FMT | PM | FOS | OPERATING | 4 | 2024-02-22
HE401592 | K6-0894 | Forklift, Toyota, Diesel, 10K | Forklift-Diesel | FMT | PM | FOS | OPERATING | 4 | 2024-01-17
HE401594 | K6-0894 | Forklift, Toyota, Electric, 10K | Forklift-Electric | FMT | PM | FOS | OPERATING | 4 | 2024-05-13
HE401596 | K6-0894 | Forklift, Raymond, Electric, 3K | Forklift-Electric | FMT | PM | FOS | OPERATING | 4 | 2024-05-13
HE401598 | K6-0894 | Forklift, Raymond, Electric, 3.2K | Forklift-Electric | FMT | PM | FOS | OPERATING | 4 | 2024-05-13
HE401600 | K6-1995 | Forklift, 36k, Kalmar, diesel | Forklift-Diesel | FMT | PM | FOS | OPERATING | 4 | 2023-11-21
HE402007 | K6-1996D | Tug, Aircraft, 30K, F. G. Hough T3000SL | Tug | FMT | N/A | XSD | DECOMMISSIONED | 2.57 | 2013-10-17
HE402018 | M6-1625 | TRACTOR, TOWING, CLARK CT40, S/N CTAE-49-4140 | Tractor | FMT | PM | FOS | OPERATING | 3 | 2020-04-24
HE402024 | K6-1996 | TUG, T300 | Tug | FMT | N/A | XSD | DECOMMISSIONED | 3 | 2016-06-21
HE402032 | M7-0360 | TUG, ELECTRIC | Tug-Electric | FMT | PM | FOS | OPERATING | 4 | 2024-05-07
HE402043 | M6-0486 | TRACTOR, LOADER / BACKHOE | Tractor | FMT | N/A | XSD | DECOMMISSIONED | 3 | 2011-10-13
HE402051 | M6-0486 | TUG, TOW TRACTOR DIESEL 5000 LB | Tug | FMT | PM | FOS | OPERATING | 2.72 | 2013-10-17
HE402056 | M6-0486 | TUG, WHAREHOUSE | Tug | FMT | N/A | XSD | DECOMMISSIONED | 3 | 2014-11-18
HE402058 | M6-0688 | TRACTOR, TUG | Tractor | FMT | N/A | XSD | DECOMMISSIONED | 1 | 2015-06-16
HE402061 | M6-0486 | Tractor, Ditch Witch | Tractor | FMT | N/A | XSD | DECOMMISSIONED | 3 | 2021-01-08
HE402062 | 73019 | TUG, Towing | Tug | FMT | N/A | NIC | NOT_IN_CONTRACT | 4 | 2015-07-01
HE402063 | M6-0589 | Ditch Witch, Trencher with Trailer | Tools-Shop | MEC | N/A | NIC | NOT_IN_CONTRACT | 3.04 | 2013-10-17
HE402065 | K6-1247 | Boring Machine | Tools-Shop | MEC | N/A | NIC | NOT_IN_CONTRACT | 4 | 2015-10-28
HE402067 | M6-0589 | Ditch Witch Trencher | Tools-Shop | MEC | N/A | NIC | NOT_IN_CONTRACT | 3.33 | 2013-10-17
HE402068 | 66240 | Tug, Tow Tractor, Diesel | Tug | FMT | PM | FOS | OPERATING | 4 | 2023-11-27
HE402069 | K6-1996D | TUG, TOW TRACTOR, 6K, DIESEL, TUG TECHNOLOGIES | Tug | FMT | PM | FOS | OPERATING | 4 | 2023-12-21
HE402070 | L6-0249 | Tug, Tow Tractor, Diesel | Tug | FMT | PM | FOS | OPERATING | 3 | 2024-02-23
HE402071 | K6-1247 | Tractor, Ditch Witch Skid Steer Tractor | Tractor | FMT | N/A | NIC | NOT_IN_CONTRACT | 3.77 | 2013-10-17
HE402072 | L6-0248 | Tug, Tow Tractor, Diesel | Tug | FMT | PM | FOS | OPERATING | 4 | 2024-01-16
HE402073 | M6-0589 | Loader, Skid Steer, Bobcat, S160 | Loader | FMT | N/A | NIC | NOT_IN_CONTRACT | 3.66 | 2014-03-11
HE402078 | K6-1996D | Tug, Tow Tractor, Diesel | Tug | FMT | PM | FOS | OPERATING | 3 | 2024-02-28
HE402080 | K6-1996D | Tug, Tow Tractor, Diesel | Tug | FMT | PM | FOS | OPERATING | 4 | 2023-11-16
HE402082 | L6-0248 | Tug, AWD, Diesel | Tug | FMT | PM | FOS | OPERATING | 4 | 2024-02-16
HE402594 | K6-0894 | Forklift, Toyota, Electric, 10K | Forklift-Electric | FMT | N/A | XSD | DECOMMISSIONED | 4 | 2024-01-16
HE403038 | K6-1696 | FORKLIFT, ELECTRIC, 4K, RAYMOND CORP | Forklift-Electric | FMT | PM | FOS | OPERATING | 3 | 2024-04-22
HE403129 | M6-0791 | FLOOR CRANE, SWL 500 | Crane-Floor | FMT | N/A | NIC | NOT_IN_CONTRACT | 4 | 2015-02-23
HE403153 | K6-1547 | PALLET JACK | Pallet Jack - Maintained | FMT | PM | FOS | OPERATING | 4 | 2024-05-02
HE403234 | M7-0581 | LIFT, PERSONNEL, HYD, PORTABLE, 500 LBS | Lift-Personnel | FMT | PM | FOS | OPERATING | 2.55 | 2013-07-01
HE403244 | M7-0360 | FORKLIFT, PALLET STACKER, ELECTRIC, YALE | Forklift-Electric | FMT | PM | FOS | OPERATING | 4 | 2024-05-07
HE403246 | M6-0698 | FORKLIFT, PALLET STACKER, ELECTRIC, 2K, YALE | Forklift-Electric | FMT | PM | FOS | OPERATING | 4 | 2024-04-18
HE403248 | M7-0453 | FORKLIFT, PALLET STACKER, ELECTRIC, 2K, YALE | Forklift-Electric | FMT | PM | FOS | OPERATING | 4 | 2024-03-20
HE403258 | M6-0698 | FORKLIFT, PALLET STACKER, ELECTRIC, CLARK | Forklift-Electric | FMT | N/A | XSD | DECOMMISSIONED | 4 | 2023-04-04
HE403260 | K6-1547 | PALLET JACK, ELECTRIC, 4.5K, PRIME-MOVER | Pallet Jack - Maintained | FMT | PM | FOS | OPERATING | 4 | 2024-04-24
HE403262 | K6-1547 | PALLET JACK, ELECTRIC, 4.5K, CROWN | Pallet Jack | FMT | N/A | XSD | DECOMMISSIONED | 3.08 | 2013-10-23
HE403264 | 66330 | PALLET JACK, ELECTRIC, 4.5K, BLUE GIANT | Pallet Jack | MEC | N/A | XSD | DECOMMISSIONED | 2 | 2015-11-03
HE403268 | M6-0794 | FORKLIFT, PALLET STACKER, ELECTRIC, 4K, MITSUBISHI | Forklift-Electric | FMT | PM | FOS | OPERATING | 4 | 2024-04-12
HE403270 | M7-0360 | PALLET JACK, ELECTRIC, 1500 LB, MOBILE | Pallet Jack - Maintained | FMT | PM | FOS | OPERATING | 4 | 2024-04-02
HE403272 | M7-0360 | PALLET JACK, ELECTRIC, 1500 LB, MOBILE | Pallet Jack - Maintained | FMT | PM | FOS | OPERATING | 4 | 2024-04-02
HE403276 | M7-0505 | FORKLIFT, WALK BEHIND, ELECTRIC, CROWN | Forklift-Electric | FMT | PM/TS | NOS | DECOMMISSIONED | 3 | 2018-11-02
HE403278 | K6-1446D | HYDRAULIC HAND TRUCK 1000LB (WESCO) | Pallet Jack - Maintained | FMT | PM | FOS | OPERATING | 4 | 2024-03-29
HE403280 | M7-0505 | PALLET JACK, ELECTRIC | Pallet Jack - Maintained | FMT | PM | FOS | OPERATING | 4 | 2024-03-22
HE403282 | M6-0794 | FORKLIFT, NARROW AISLE, ELECTRIC | Forklift-Electric | FMT | PM | FOS | OPERATING | 4 | 2024-04-12
HE403292 | 66330 | FORKLIFT, PALLET STACKER, ELECTRIC, 4.5K, YALE | Forklift-Electric | FMT | PM | FOS | OPERATING | 4 | 2024-03-25
HE403294 | K6-1547 | FORKLIFT, NARROW AISLE, ELECTRIC | Forklift-Electric | FMT | PM | FOS | OPERATING | 3 | 2024-05-03
HE403296 | M6-0794 | FORKLIFT, PALLET STACKER, ELECTRIC, 4K, YALE | Forklift-Electric | FMT | PM | FOS | OPERATING | 4 | 2024-04-12
HE403300 | M6-0486 | PALLET JACK, ELECTRIC 4K | Pallet Jack | FMT | N/A | XSD | DECOMMISSIONED | 4 | 2014-11-03
HE403304 | K6-2096 | FORKLIFT, WALK BEHIND, ELECTRIC, 3000 LB MAX | Forklift-Electric | FMT | PM | FOS | OPERATING | 4 | 2024-05-01
HE403306 | M6-0687 | FORKLIFT, WALK BEHIND, ELECTRIC, 3000 LB MAX | Forklift-Electric | FMT | N/A | NIC | NOT_IN_CONTRACT | 3.2 | 2013-10-23
HE403308 | K7-0416 | FORKLIFT, PALLET STACKER, ELECTRIC | Forklift-Electric | FMT | N/A | NIC | NOT_IN_CONTRACT | 3 | 2015-12-14
HE403322 | M7-0360 | Hydraulic Sub-Station Breaker Hoist, Beech, 1000 lbs. | Lift | FMT | PM | FOS | OPERATING | 4 | 2024-05-01
HE403324 | M7-0360 | Hydraulic Sub-Station Breaker Hoist, Beech, 1000 lbs. | Lift | FMT | PM | FOS | OPERATING | 4 | 2023-03-10
HE403326 | K6-1446 | Battery Lift, Wesco, 500 LBS. | Lift | FMT | PM | FOS | OPERATING | 4 | 2024-04-20
HE403328 | K6-1446D | Battery Lift, Wesco, 1000 Lbs. | Lift | FMT | PM | FOS | OPERATING | 4 | 2024-05-10
HE403332 | M7-0459 | Pallet Stacker, Electric, Apollo, 3,300 LBS | Forklift-Electric | FMT | PM | FOS | OPERATING | 4 | 2024-04-17
HE403346 | M6-0791 | PORTABLEÂ LIFT,Â ELECTRIC, 220 LB MAX,, GRAINGERÂ | Lift | FMT | N/A | NIC | NOT_IN_CONTRACT | 4 | 2015-07-21
HE403348 | J8-1708 | Hoist, Portable Hydraulic, 1000 lb, Circuit Breaker | Hoist | MEC | PM | FOS | OPERATING | 4 | 2022-04-25
HE403349 | M7-0407 | Hoist, Portable Hydraulic, 1000 lb, Circuit Breaker | Hoist | MEC | PM | FOS | OPERATING | 4 | 2021-10-08
HE403350 | K6-0947 | Hoist, Portable Hydraulic, 1000 lb, Circuit Breaker | Hoist | MEC | PM | FOS | OPERATING | 4 | 2021-08-06
HE403351 | K6-0848 | Hoist, Portable Hydraulic, 1000 lb, Circuit Breaker | Hoist | MEC | PM | FOS | OPERATING | 4 | 2021-06-09
HE403352 | K6-0848 | Hoist, Portable Hydraulic, 1000 lb, Circuit Breaker | Hoist | MEC | PM | FOS | OPERATING | 4 | 2021-06-09
HE403353 | K6-1096 | Hoist, Wire Rope, 500lb, Circuit Breaker | Hoist | MEC | PM | FOS | OPERATING | 4 | 2021-10-23
HE403354 | K7-0188B | Hoist, Portable Hydraulic, 1000 lb, Circuit Breaker | Hoist | MEC | PM | FOS | OPERATING | 4 | 2021-08-07
HE403355 | J8-1708 | Hoist, Portable Hydraulic, 1000 lb, Circuit Breaker | Hoist | MEC | PM | FOS | OPERATING | 4 | 2022-04-25
HE403356 | M7-1354 | Hoist, Wire Rope, Substation 101 | Hoist | MEC | PM | FOS | OPERATING | 4 | 2021-06-09
HE403358 | K6-0848 | Hoist, Wire Rope, Substation 805 | Hoist | MEC | PM | FOS | OPERATING | 4 | 2021-06-09
HE403359 | K6-0848 | Hoist, Wire Rope, Substation 813 | Hoist | MEC | PM | FOS | OPERATING | 4 | 2021-06-08
HE403361 | K6-0848 | Hoist, Wire Rope, Substation 810 | Hoist | MEC | PM | FOS | OPERATING | 4 | 2021-05-27
HE403362 | K6-0848 | Hoist, Wire Rope, Substation 811 | Hoist | MEC | PM | FOS | OPERATING | 4 | 2021-05-27
HE403363 | K6-0848 | Hoist, Wire Rope, Substation 817 | Hoist | MEC | PM | FOS | OPERATING | 4 | 2021-05-28
HE403366 | J7-0337 | Hoist, Wire Rope, Substation 1050B | Hoist | MEC | PM | FOS | OPERATING | 4 | 2021-11-09
HE403367 | J7-0337 | Hoist, Wire Rope, Substation 808 | Hoist | MEC | PM | FOS | OPERATING | 4 | 2021-06-02
HE403368 | J7-0337 | Hoist, Wire Rope, Substation 1050A | Hoist | MEC | PM | FOS | OPERATING | 4 | 2021-11-09
HE405015 | K6-0848 | DOLLY TRANSPORTER | Trailer | FMT | PM | FOS | OPERATING | 2 | 2023-06-01
HE405016 | J6-2466 | LANDING PLATFORMS - HELICOPTER | Platform-Helo | FMT | N/A | NIC | NOT_IN_CONTRACT | 3 | 2015-07-21
HE405018 | J6-2466 | LANDING PLATFORMS - HELICOPTER | Platform-Helo | FMT | N/A | NIC | NOT_IN_CONTRACT | 3 | 2015-07-13
HE405020 | J6-2466 | LANDING PLATFORMS - HELICOPTER | Platform-Helo | FMT | N/A | NIC | NOT_IN_CONTRACT | 3 | 2014-11-03
HE405026 | J6-2466 | WORK PLATFORM | Platform | FMT | N/A | NIC | NOT_IN_CONTRACT | 3 | 2015-08-07
HE405028 | J6-2466 | TOW BAR G159 | Tow Bar | FMT | N/A | NIC | NOT_IN_CONTRACT | 4 | 2015-05-04
HE405032 | J6-2466 | TOW BAR, HELICOPTER | Tow Bar | FMT | N/A | NIC | NOT_IN_CONTRACT | 3 | 2015-05-11
HE405056 | J6-2466 | LANDING PLATFORM - HELICOPTER | Platform-Helo | FMT | N/A | NIC | NOT_IN_CONTRACT | 4 | 2015-01-28
HE405076 | J6-2313 | JACK, AIRCRAFT, 10T | Jack-A/C | FMT | N/A | NIC | NOT_IN_CONTRACT | 3 | 2012-04-26
HE405078 | J6-2313 | JACK, AIRCRAFT, 10T | Jack-A/C | FMT | N/A | NIC | NOT_IN_CONTRACT | 3 | 2012-04-26
HE405080 | J6-2313 | JACK, AIRCRAFT, 5T | Jack-A/C | FMT | N/A | NIC | NOT_IN_CONTRACT | 1 | 2012-04-30
HE405082 | J6-2313 | ENGINE STAND, T38 | Stand | FMT | N/A | NIC | NOT_IN_CONTRACT | 4 | 2012-04-27
HE405084 | J6-2313 | BOAT TAIL STAND | Jack-A/C | FMT | N/A | NIC | NOT_IN_CONTRACT | 3 | 2012-04-26
HE405102 | K7-0115 | DRUM HANDLING DEVICE, HYD, 2K; ED COYLE=1-5318 | Drum Handling | FMT | N/A | NIC | NOT_IN_CONTRACT | 4 | 2013-11-06
HE405118 | J6-2313 | POWER UNIT, HYDRAULIC | Power Unit-Hydraulic | FMT | N/A | NIC | NOT_IN_CONTRACT | 3 | 2011-06-23
HE405122 | K7-0115 | DRUM HANDLER | Drum Handling | FMT | N/A | NIC | NOT_IN_CONTRACT | 3 | 2015-02-03
HE405132 | M6-1625 | FORKLIFT LIFTING FIXTURE10000 LBS | Forklift-Lifting Fixture | FMT | PM | FOS | OPERATING | 4 | 2022-12-16
HE405136 | 77612 | Lift Gate,1300 lbs (4X4 Chevy G63/1002G) | Lift-Gate | FMT | N/A | NIC | NOT_IN_CONTRACT | 3 | 2014-08-25
HE405138 | 77612 | Lift Gate, 1600 lbs (3-Ton G82/1072A) | Lift-Gate | FMT | N/A | NIC | NOT_IN_CONTRACT | 4 | 2014-08-25
HE405210 | 77612 | Lift Gate, 1,000 lb. SWL, Tommy Gate (G62/0203N) | Lift-Gate | FMT | N/A | NIC | NOT_IN_CONTRACT | 4 | 2015-02-16
HE405224 | M7-0557 | Forklift Swivel Hook Attachment, Double Fork, 4K | Lifting Fixture | FMT | PM | FOS | OPERATING | 4 | 2024-02-06
HE406002 | M6-0798 | LIFTING FIXTURE, 25 TON ON SINGLE POINT | Lifting Fixture | FMT | PM | FOS | OPERATING | 4 | 2022-05-03
HE406004 | K6-1996D | LIFTING FIXTURE, 25 TON ON SINGLE POINT | Lifting Fixture | FMT | PM | FOS | OPERATING | 4 | 2022-05-04
HE406006 | M6-0798 | LIFTING FIXTURE, 75 TON ON 1 AND 3 POINT | Lifting Fixture | FMT | PM | FOS | OPERATING | 4 | 2023-10-23
HE501001 | K6-1996D | TRAILER SEMI LOW BED | Trailer | FMT | PM | FOS | OPERATING | 3 | 2023-12-18
HE501015 | K6-0794 | TRAILER SEMI LOW BED | Trailer | FMT | PM | FOS | OPERATING | 2.83 | 2013-10-17
HE501026 | M6-0744 | TRAILER, LOW BED, S/N CTL924206LS009427 | Trailer | FMT | PM | FOS | OPERATING | 2.57 | 2013-10-17
HE501030 | K6-1996D | TRAILER, LOWBED, HYD, 35T, Pony Motor: HE907864 | Trailer | FMT | PM | FOS | OPERATING | 2.62 | 2013-10-17
HE501032 | K6-1996D | TRAILER, Flatbed, 10' X50', 40T | Trailer | FMT | N/A | XSD | DECOMMISSIONED | 3 | 2020-06-10
HE501034 | K6-1996D | TRAILER, Flatbed, 10' X 50', 40T | Trailer | FMT | PM | FOS | OPERATING | 3 | 2020-01-14
HE501038 | KSC | Trailer, Semi, Enclosed, Refrigerated | Trailer | FMT | N/A | NIC | NOT_IN_CONTRACT | 3 | 2019-07-22
HE501040 | K6-1547 | Trailer, Semi, Enclosed, Refrigerated | Trailer | FMT | PM | FOS | OPERATING | 3 | 2023-08-11
HE502142 | K6-1547 | TRAILER, LOWBOY | Trailer | FMT | PM | FOS | OPERATING | 2 | 2023-06-01
HE503024 | K6-1996D | TRAILER, LOWBED 60 TON | Trailer | FMT | N/A | XSD | DECOMMISSIONED | 2.61 | 2013-10-17
HE503027 | K6-1996D | Trailer, Dove-Tail, Trail King | Trailer | FMT | N/A | XSD | DECOMMISSIONED | 2 | 2023-06-01
HE503033 | M7-1104 | Trailer, UCTS | Trailer-Special Use | FMT | PM | FOS | OPERATING | 3 | 2023-08-22
HE503039 | K6-1996D | TRAILER FLATBED FONTAINE | Trailer | FMT | PM | FOS | OPERATING | 2.71 | 2013-10-17
HE503047 | K6-1996 | TRAILER, for Ditch Witch HE402047 | Trailer | FMT | N/A | NIC | NOT_IN_CONTRACT | 2.59 | 2013-10-17
HE503058 | K6-1547 | TRAILER FLATBED 60 FT (FRUEHAUF) | Trailer | FMT | PM | FOS | OPERATING | 3 | 2023-06-26
HE503060 | M6-0698 | TRAILER FLATBED 60 FT (FRUEHAUF) | Trailer | FMT | N/A | XSD | DECOMMISSIONED | 1 | 2015-06-16
HE503070 | M6-0486 | SIGN, MOBILE WARNING | Sign | FMT | RTF | FOS | OPERATING | 4 | 2014-01-22
HE503081 | K6-0848 | Trailer, UCTS | Trailer-Special Use | FMT | PM | FOS | OPERATING | 4 | 2023-09-27
HE503085 | K6-1996 | Trailer, Boring Machine 2003 | Trailer | FMT | N/A | NIC | NOT_IN_CONTRACT | 2 | 2015-10-26
HE503088 | M6-0698 | TRAILER STRONGBACK | Trailer | FMT | N/A | XSD | DECOMMISSIONED | 4 | 2011-07-18
HE503089 | M6-0589 | Ditch Witch Trailer | Tools-Shop | MEC | N/A | NIC | NOT_IN_CONTRACT | 3 | 2014-06-23
HE503094 | M6-1625 | Dust Collector, Trailer Mounted, with 45 Gallon Diesel Tank | Trailer | FMT | N/A | XSD | DECOMMISSIONED | 4 | 2015-05-28
HE503104 | M6-0486 | TRAILER, ARROW LIGHT | Trailer | FMT | PM | FOS | OPERATING | 3 | 2020-02-25
HE503104-C | K6-1350 | TRAILER FLATBED | Trailer | FMT | N/A | XSD | DECOMMISSIONED | 1 | 2016-12-21
HE503106 | M6-0486 | TRAILER, ARROW LIGHT | Trailer | FMT | N/A | XSD | DECOMMISSIONED | 4 | 2014-08-14
HE503108 | K6-1996D | TRAILER | Trailer | FMT | N/A | XSD | DECOMMISSIONED | 2 | 2021-09-07
HE503112 | K6-1996D | TRAILER, SINGLE DROP, 53' | Trailer | FMT | PM | FOS | OPERATING | 3 | 2020-06-01
HE503114 | K6-1996D | TRAILER, PLATFORM 53' | Trailer | FMT | PM | FOS | OPERATING | 4 | 2020-09-02
HE503120 | K6-1996 | TRAILER, FLAT BED, 9 TON TRI-AXLE | Trailer-Special Use | FMT | RTF | FOS | OPERATING | 4 | 2012-03-14
HE503126 | M6-0698 | TRAILER, 53' x 10' WIDE | Trailer | FMT | PM | FOS | OPERATING | 3 | 2023-09-21
HE503128 | M6-0698 | TRAILER 48' X 8'6" | Trailer | FMT | N/A | XSD | DECOMMISSIONED | 4 | 2014-03-04
HE503132 | M6-0798 | TRAILER, FLAT BED 6' X 10' | Trailer | FMT | PM | FOS | OPERATING | 4 | 2020-05-14
HE503133 | M6-0798 | TRAILER, SINGLE AXLE 8' X 20' (6,000 LB) | Trailer | FMT | PM | FOS | OPERATING | 3 | 2018-09-24
HE503136 | K6-1996H | TRAILER, TRAIL-EZE 53 X 10' WIDE | Trailer | FMT | PM | FOS | OPERATING | 4 | 2023-08-17
HE503138 | M6-1625 | DUST COLLECTOR, TRAILER MOUNTED | Trailer | MEC | N/A | XSD | DECOMMISSIONED | 4 | 2016-11-03
HE503140 | M6-1621 | DUST COLLECTOR, TRAILER MOUNTED | Trailer | MEC | N/A | XSD | DECOMMISSIONED | 3 | 2016-10-21
HE503146 | M6-0486 | MOBILE LIGHT UNIT | Generator-Light Tower-Portable | FMT | PM | FOS | OPERATING | 4 | 2021-03-15
HE503150 | K6-2496 | Radar Trailer | Trailer | FMT | PM | FOS | OPERATING | 4 | 2024-01-04
HE503152 | K6-2496 | Radar Trailer | Trailer | FMT | PM | FOS | OPERATING | 4 | 2024-01-03
HE503154 | M6-0486 | TRAILER, ARROW LIGHT | Trailer | FMT | PM | FOS | OPERATING | 4 | 2021-03-15
HE503156 | M6-1625 | DUST COLLECTOR, TRAILER MOUNTED | Trailer-Dust Collector | MEC | PM/RI | FOS | OPERATING | 4 | 2024-03-11
HE503158 | M6-1625 | DUST COLLECTOR, TRAILER MOUNTED | Trailer-Dust Collector | MEC | PM/RI | FOS | OPERATING | 4 | 2024-03-12
HE503160 | M6-1625 | DUST COLLECTOR, TRAILER MOUNTED | Trailer-Dust Collector | MEC | PM/RI | FOS | OPERATING | 4 | 2024-03-15
HE503162 | M6-0486 | TRAILER, ARROW LIGHT | Trailer | FMT | PM | FOS | OPERATING | 3 | 2023-01-04
HE503164 | M6-0486 | TRAILER, ARROW LIGHT | Trailer | FMT | PM | FOS | OPERATING | 3 | 2023-11-28
HE503166 | M6-0486 | TRAILER, ARROW LIGHT | Trailer | FMT | PM | FOS | OPERATING | 3 | 2023-11-29
HE503172 | M6-0486 | TRAILER, ARROW LIGHT | Trailer | FMT | PM | FOS | OPERATING | 3 | 2024-03-27
HE503174 | M6-0486 | TRAILER, ARROW LIGHT | Trailer | FMT | PM | FOS | OPERATING | 3 | 2024-03-27
HE504054 | M6-0486 | TRAILER,Â BOAT-SECURITY | Trailer-Boat | FMT | PM | FOS | OPERATING | 2 | 2024-03-05
HE504068 | M6-0486 | TRAILER, BOAT | Trailer | FMT | N/A | NIC | NOT_IN_CONTRACT | 3 | 2011-04-06
HE504074 | K7-0288 | TRAILER, BOAT | Trailer-Boat | FMT | N/A | XSD | DECOMMISSIONED | 2.64 | 2013-10-23
HE504076 | K7-0288 | TRAILER, BOAT | Trailer-Boat | FMT | N/A | XSD | DECOMMISSIONED | 3 | 2016-05-23
HE504082 | M6-0486 | TRAILER, PORT-O-LET | Trailer | FMT | N/A | XSD | DECOMMISSIONED | 4 | 2012-06-11
HE504084 | M6-0895 | TRAILER, PORT-O-LET | Trailer | FMT | PM | FOS | OPERATING | 4 | 2020-09-01
HE504094 | K7-0288 | TRAILER, BOAT, RAM-LIN | Trailer-Boat | FMT | PM | FOS | OPERATING | 2 | 2022-02-03
HE504096 | K6-1896 | TRAILER, BOAT | Trailer | FMT | N/A | NIC | NOT_IN_CONTRACT | 3 | 2015-11-18
HE504098 | K6-1896 | TRAILER, BOAT | Trailer | FMT | N/A | NIC | NOT_IN_CONTRACT | 1 | 2016-02-16
HE504100 | K6-2496 | TRAILER, BOAT | Trailer-Boat | FMT | PM | FOS | OPERATING | 3 | 2023-12-05
HE504104 | K6-1896 | TRAILER, BOAT | Trailer | FMT | N/A | NIC | NOT_IN_CONTRACT | 4 | 2015-05-29
HE504106 | K6-1896 | TRAILER, BOAT | Trailer | FMT | N/A | NIC | NOT_IN_CONTRACT | 3 | 2015-11-24
HE506072 | M6-0996 | TRAILER, CARGO 2 TON, 4 WHL | Trailer | FMT | N/A | XSD | DECOMMISSIONED | 3 | 2020-07-17
HE506098 | M6-0996 | TRAILER, CABLE-REEL ADAMS MOD PWCP SN 951 | Trailer | FMT | PM | FOS | OPERATING | 4 | 2018-03-19
HE506208 | M6-0486 | TRAILER, SEMI LOW BED 25 TON | Trailer | FMT | N/A | XSD | DECOMMISSIONED | 2 | 2012-08-03
HE506245 | K6-1996 | TRAILER, FLATBED | Trailer | FMT | N/A | XSD | DECOMMISSIONED | 2.66 | 2013-10-23
HE506247 | K6-0345 | TRAILER, FLATBED | Trailer | FMT | PM | FOS | OPERATING | 4 | 2024-03-07
HE506249 | K6-1996D | TRAILER, FLATBED | Trailer | FMT | PM | FOS | OPERATING | 3 | 2023-07-12
HE506255 | K6-1996 | TRAILER, 60-ft FLATBED | Trailer | FMT | N/A | XSD | DECOMMISSIONED | 3 | 2018-02-23
HE506257 | K6-0345 | PALLET TRANSPORTER, SRM NO. 315.60 | Trailer | FMT | PM | FOS | OPERATING | 3 | 2024-04-25
HE506260 | M7-0360 | DOLLY FIFTH WHEEL FOR TUG | Trailer | FMT | N/A | XSD | DECOMMISSIONED | 2 | 2024-03-14
HE506265 | K6-0494 | TRANSPORTER, EMPTY PALLET | Trailer | FMT | PM | FOS | OPERATING | 3 | 2024-04-25
HE506298 | M6-0688 | TRAILER, UTILITY, 6'4"X12 PRO LINE 166571 | Trailer | FMT | N/A | NIC | NOT_IN_CONTRACT | 4 | 2018-05-24
HE506303 | K6-0848 | TRAILER, UTILITY | Trailer | FMT | PM | FOS | OPERATING | 2 | 2023-06-01
HE506307 | M6-0486 | Trailer, Flat bed, Utility | Trailer | FMT | N/A | XSD | DECOMMISSIONED | 2 | 2021-09-07
HE506311 | K6-1996D | Trailer, Escalate 12000 Pound | Trailer | FMT | PM | FOS | OPERATING | 4 | 2024-04-18
HE506332 | M6-1625 | TRAILER, UTILITY, P/N 876688, S/N 8228T | Trailer | FMT | PM | FOS | OPERATING | 2.83 | 2013-10-23
HE506336 | M6-0486 | TRAILER, UTILITY | Trailer | FMT | PM | FOS | OPERATING | 2.66 | 2013-11-08
HE506353 | M6-0589 | INDYNE TRAILER | Trailer | FMT | N/A | NIC | NOT_IN_CONTRACT | 2.66 | 2013-10-23
HE506357 | M6-0589 | TRAILER, REEL | Trailer | FMT | N/A | NIC | NOT_IN_CONTRACT | 3 | 2014-06-23
HE506360 | M6-0486 | TRAILER, UTILITY A/C | Trailer | FMT | N/A | XSD | DECOMMISSIONED | 4 | 2012-08-23
HE506365 | M6-0589 | TRAILER, CABLE REEL, ROOSE | Trailer | FMT | N/A | NIC | NOT_IN_CONTRACT | 3 | 2015-08-07
HE506369 | K6-0848 | Trailer, weight cart | Trailer | FMT | PM | FOS | OPERATING | 3 | 2024-01-18
HE506370 | M6-0486 | TRAILER, UTILITY, TILT, BUTLER TRL MFG CO | Trailer-Special Use | FMT | RTF | FOS | OPERATING | 2.66 | 2013-10-23
HE506386 | K6-0947 | Trailer,Â FLATBED Quincy Air Dryer | Trailer-Special Use | FMT | RTF | FOS | OPERATING | 2.66 | 2013-10-23
HE506396 | J6-2370 | TRAILER, TOWED, FIRE COMBAT | Trailer | FMT | N/A | XSD | DECOMMISSIONED | 3.02 | 2014-02-14
HE506398 | M6-0798 | TRAILER, 15' | Trailer | FMT | N/A | XSD | DECOMMISSIONED | 3 | 2012-11-29
HE506420 | M6-1625 | TRAILER, UTILITY | Trailer | FMT | PM | FOS | OPERATING | 3 | 2024-02-16
HE506424 | K6-1996D | TRAILER, CARGO, LIFT, 40K SWL, w gas Engine | Trailer | FMT | N/A | XSD | DECOMMISSIONED | 1 | 2024-03-05
HE506446 | M6-0486 | TRAILER, UTILITY, FLATBED | Trailer | FMT | PM | FOS | OPERATING | 3 | 2023-10-30
HE506450 | J6-2370 | FOAM SPRAYER, TRAILER MOUNTED | Sprayer | FMT | N/A | XSD | DECOMMISSIONED | 3 | 2017-04-05
HE506474 | M6-0798 | BOILER, TRAILER MOUNTED, P/N 1025939 | Boilers-Portable | HVC | N/A | XSD | DECOMMISSIONED | 3 | 2013-10-23
HE506516 | J6-2370 | TRAILER, AIR | Trailer | FMT | N/A | XSD | DECOMMISSIONED | 3.21 | 2013-10-23
HE506528 | K6-1446D | TRAILER UTILITY 20X8 SN RE1618 HESTOR | Trailer | FMT | PM | FOS | OPERATING | 4 | 2020-09-21
HE506540 | M6-0798 | TRAILER, SEMI, BOX | Trailer | FMT | N/A | XSD | DECOMMISSIONED | 2 | 2017-11-09
HE506562 | M6-0486 | TRAILER, CARGO | Trailer-Special Use | FMT | RTF | FOS | OPERATING | 2.75 | 2013-10-23
HE506576 | M6-0486 | TRAILER, UTILIT, with A/C unit mounted | Trailer | FMT | N/A | XSD | DECOMMISSIONED | 1 | 2020-05-14
HE506580 | K6-2496 | TRAILER, BOAT | Trailer-Boat | FMT | N/A | XSD | DECOMMISSIONED | 3 | 2021-10-21
HE506582 | K6-1847 | FUEL TANK, MOBILE, DF-2, with Diesel DW 1000 Gallon Tank | Tanks-Fuel-Mobile | SPE | PM | FOS | OPERATING | 3 | 2024-05-07
HE506584 | K6-1847 | FUEL TANK, MOBILE, DF-2, with Diesel DW 1000 Gallon Tank | Tanks-Fuel-Mobile | SPE | PM | FOS | OPERATING | 3 | 2024-05-06
HE506586 | K6-1847 | FUEL TANK, MOBILE, DF-2, with Diesel DW 500 Gallon Tank | Tanks-Fuel-Mobile | SPE | PM | FOS | OPERATING | 4 | 2024-05-07
HE506588 | K6-1847 | FUEL TANK, MOBILE, DF-2, with Diesel DW 500 Gallon Tank | Tanks-Fuel-Mobile | SPE | PM | FOS | OPERATING | 4 | 2024-05-14
HE506590 | K6-1847 | FUEL TANK, MOBILE, DF-2, with Diesel DW 500 Gallon Tank | Tanks-Fuel-Mobile | SPE | N/A | XSD | DECOMMISSIONED | 1 | 2019-02-06
HE506592 | K6-1847 | FUEL TANK, MOBILE, DF-2, with Diesel DW 500 Gallon Tank | Tanks-Fuel-Mobile | SPE | PM | FOS | OPERATING | 4 | 2024-05-10
HE506598 | K6-1847 | TRAILER, FUEL, with Diesel DW 500 Gallon Tank | Tanks-Fuel-Mobile | FMT | PM | FOS | OPERATING | 4 | 2024-05-10
HE506600 | K6-1847 | TRAILER, FUEL, with Diesel DW 500 Gallon Tank | Tanks-Fuel-Mobile | FMT | PM | FOS | OPERATING | 4 | 2024-05-06
HE506602 | K6-1547 | TRAILER, UTILITY, FLATBED W/RAMPS, SINGLE AXLE | Trailer-Special Use | FMT | N/A | XSD | DECOMMISSIONED | 3 | 2012-12-18
HE506622 | K6-1896 | BOAT, TRALER | Trailer | FMT | N/A | NIC | NOT_IN_CONTRACT | 3 | 2015-11-27
HE506644 | K6-0947 | Trailer, Air Compressor | Trailer | FMT | N/A | NIC | NOT_IN_CONTRACT | 3 | 2012-05-04
HE506656 | K6-1896 | Trailer, Utility | Trailer | FMT | N/A | NIC | NOT_IN_CONTRACT | 5 | 2014-09-30
HE506658 | K6-1896 | Trailer, Utility | Trailer | FMT | N/A | NIC | NOT_IN_CONTRACT | 3 | 2015-11-20
HE506660 | J6-2370 | Trailer, Enclosed, 7 x 12 | Trailer | FMT | PM | FOS | OPERATING | 3 | 2023-10-16
HE506692 | M6-0486 | TRAILER, with Pontoon Boat HE807150 | Trailer | FMT | PM | FOS | OPERATING | 3 | 2020-07-27
HE506694 | L6-0247 | Trailer, Semi, Flatbed | Trailer | FMT | N/A | XSD | DECOMMISSIONED | 3 | 2018-07-31
HE506696 | L6-0247 | Trailer, Semi, Traveling axle, flat bed | Trailer | FMT | N/A | XSD | DECOMMISSIONED | 3 | 2018-08-28
HE506698 | K7-0569 | Trailer, Enclosed | Trailer | FMT | N/A | XSD | DECOMMISSIONED | 3 | 2016-07-11
HE506710 | M6-0486 | TRAILER, BOAT | Trailer-Boat | FMT | PM | FOS | OPERATING | 3 | 2021-01-12
HE506712 | K6-1446K | Trailer, JLG, Triple-L | Trailer | FMT | PM | FOS | OPERATING | 3 | 2023-07-14
HE506716 | K6-0794 | TRAILER, FLAT BED 39" | Trailer | FMT | PM | FOS | OPERATING | 3 | 2020-05-21
HE506722 | K7-0188 | TRAILER, UTILITY | Trailer | FMT | PM | FOS | OPERATING | 3 | 2023-11-27
HE506724 | K6-2496 | TRAILER, AIR BOAT | Trailer-Boat | FMT | PM | FOS | OPERATING | 5 | 2024-03-07
HE506726 | K6-1996D | TRAILER, STEEL SINGLE DROP EXTENDABLE | Trailer | FMT | PM | FOS | OPERATING | 4 | 2023-11-21
HE506732 | K6-1996D | Trailer, Flatbed | Trailer | FMT | PM | FOS | OPERATING | 3 | 2023-11-16
HE506734 | K6-0848 | Trailer, Enclosed | Trailer | FMT | PM | FOS | OPERATING | 2 | 2024-03-15
HE506736 | K6-1547 | Trailer, Cable Reel | Trailer-Cable Reel | FMT | PM | FOS | OPERATING | 2 | 2023-06-01
HE506738 | K6-1996D | TRAILER, STEEL SINGLE DROP EXTENDABLE | Trailer | FMT | PM | FOS | OPERATING | 3 | 2023-06-14
HE506740 | K6-1996D | TRAILER, Lowboy | Trailer | FMT | RTF | FOS | OPERATING | 3 | 2021-02-22
HE506742 | K6-2496B | Trailer, K9 | Trailer-Special Use | FMT | PM | FOS | OPERATING | 4 | 2024-04-22
HE506744 | K6-2496 | Trailer, K9 | Trailer-Special Use | FMT | PM | FOS | OPERATING | 4 | 2024-04-22
HE506746 | K6-1996D | TRAILER, STEEL SINGLE DROP EXTENDABLE | Trailer | FMT | PM | FOS | OPERATING | 4 | 2024-02-22
HE506748 | K6-1996D | TRAILER, Equipment Hauler | Trailer | FMT | PM | FOS | OPERATING | 3 | 2023-05-31
HE506752 | K6-1847 | TRAILER, Flat Bed | Trailer | FMT | PM | FOS | OPERATING | 3 | 2024-02-16
HE506762 | L6-0248 | Trailer, flatbed | Trailer | FMT | PM | FOS | OPERATING | 3 | 2024-04-10
HE506772 | K6-2496 | TRAILER, BOAT | Trailer-Boat | FMT | PM | FOS | OPERATING | 4 | 2024-01-22
HE506774 | M7-0360 | DOLLY FIFTH WHEEL FOR TUG | Trailer | FMT | PM | FOS | OPERATING | 5 | 2023-07-17
HE506776 | K6-2496 | TRAILER, CARGO | Trailer | FMT | PM | FOS | OPERATING | 3 | 2024-01-04
HE506778 | K6-2496 | TRAILER, AIR BOAT | Trailer-Boat | FMT | PM | FOS | OPERATING | 4 | 2024-05-06
HE506780 | M7-1104 | TRAILER, Load Container | Trailer | FMT | PM | FOS | OPERATING | 3 | 2023-04-17
HE506782 | L6-0248 | Trailer, hydraulic drop | Trailer | FMT | PM | FOS | OPERATING | 4 | 2023-10-27
HE603021 | K6-1696 | Trailer, Acid Pump | Trailer | FMT | PM/TS | NOS | DECOMMISSIONED | 2 | 2021-03-04
HE701002 | M7-0360 | CAR, ELECTRIC | Car-Electric | FMT | PM | FOS | OPERATING | 2 | 2024-03-14
HE701004 | M6-0744 | CAR, ELECTRIC | Car-Electric | FMT | PM | FOS | OPERATING | 1 | 2024-03-05
HE701008 | K6-1547 | CAR, ELECTRIC | Car-Electric | FMT | PM | FOS | OPERATING | 3 | 2023-12-21
HE701010 | K6-0791 | CAR, ELECTRIC | Car-Electric | FMT | N/A | XSD | DECOMMISSIONED | 3 | 2020-09-10
HE701012 | M6-0570 | CAR, ELECTRIC | Car-Electric | FMT | N/A | XSD | DECOMMISSIONED | 2.86 | 2013-10-23
HE701014 | M6-0698 | CAR, ELECTRIC | Car-Electric | FMT | N/A | XSD | DECOMMISSIONED | 3 | 2019-03-07
HE701018 | K6-1096 | CAR, ELECTRIC | Car-Electric | FMT | PM | FOS | OPERATING | 1 | 2024-03-05
HE701020 | K7-0469 | CAR, ELECTRIC | Car-Electric | FMT | N/A | NIC | NOT_IN_CONTRACT | 2.86 | 2013-10-23
HE701022 | 1047 | CAR, ELECTRIC | Car-Electric | FMT | N/A | XSD | DECOMMISSIONED | 2.86 | 2013-10-23
HE701024 | M6-0900 | CAR, ELECTRIC | Car-Electric | FMT | N/A | XSD | DECOMMISSIONED | 4 | 2020-05-04
HE701026 | J6-2466 | CAR, ELECTRIC | Car-Electric | FMT | N/A | NIC | NOT_IN_CONTRACT | 3.49 | 2013-10-23
HE701030 | K6-0848 | CAR, ELECTRIC | Car-Electric | FMT | PM | FOS | OPERATING | 2 | 2024-05-06
HE701032 | M7-1354 | CAR, ELECTRIC | Car-Electric | FMT | N/A | XSD | DECOMMISSIONED | 2 | 2021-09-07
HE701034 | K6-1246 | CAR, ELECTRIC | Car-Electric | FMT | PM | FOS | OPERATING | 3 | 2021-01-29
HE701040 | 1047 | Cart, Electric Utility Type, GEM | Cart-Golf Electric | FMT | N/A | XSD | DECOMMISSIONED | 3.41 | 2014-01-21
HE701044 | K6-1547 | Car, Electric | Car-Electric | FMT | PM | FOS | OPERATING | 4 | 2023-12-13
HE701046 | K6-1547 | Car, Electric | Car-Electric | FMT | PM | FOS | OPERATING | 3 | 2024-01-04
HE701048 | K6-0746 | Car, Electric | Car-Electric | FMT | PM | FOS | OPERATING | 3 | 2024-03-12
HE701050 | K6-0746 | Car, Electric | Car-Electric | FMT | PM | FOS | OPERATING | 3 | 2024-04-22
HE701052 | K6-0746 | Car, Electric | Car-Electric | FMT | PM | FOS | OPERATING | 3 | 2024-04-22
HE701054 | K6-0746 | Car, Electric | Car-Electric | FMT | PM | FOS | OPERATING | 4 | 2023-11-17
HE701056 | K6-1547 | Car, Electric | Car-Electric | FMT | PM | FOS | OPERATING | 3 | 2024-04-02
HE701058 | K6-1247 | Car, Electric | Car-Electric | FMT | PM | FOS | OPERATING | 4 | 2023-10-11
HE701060 | K6-0848 | Car, Electric | Car-Electric | FMT | PM | FOS | OPERATING | 3 | 2024-04-18
HE701062 | K6-1547 | Car, Electric | Car-Electric | FMT | PM | FOS | OPERATING | 3 | 2024-04-08
HE701064 | K6-0848 | Car, Electric | Car-Electric | FMT | N/A | XSD | DECOMMISSIONED | 4 | 2021-12-30
HE701066 | M7-0409 | Car, Electric | Car-Electric | FMT | PM | FOS | OPERATING | 4 | 2024-04-16
HE701068 | M7-0360 | Car, ELECTRIC | Car-Electric | FMT | PM | FOS | OPERATING | 4 | 2024-02-27
HE701070 | M7-1011 | Car, ELECTRIC | Car-Electric | FMT | PM | FOS | OPERATING | 4 | 2024-04-08
HE701072 | K6-1247 | Car, ELECTRIC | Car-Electric | FMT | PM | FOS | OPERATING | 4 | 2024-05-14
HE701076 | K6-1696 | Car, ELECTRIC | Car-Electric | FMT | PM | FOS | OPERATING | 4 | 2024-04-22
HE701078 | M7-0409 | Car, ELECTRIC | Car-Electric | FMT | PM | FOS | OPERATING | 4 | 2024-04-16
HE702023 | M6-0791 | NASA Convoy Commander Van 2 (NCC Van 2) | Truck-TBD | FMT | N/A | NOS | DECOMMISSIONED | 3.19 | 2013-10-23
HE703119 | K6-1696 | Golf Cart, Electric | Cart-Golf Electric | FMT | N/A | XSD | DECOMMISSIONED | 3 | 2019-02-04
HE703131 | M6-0486 | TRUCK, CREW ACCESS, FORD F350, 1516877 | Truck-TBD | FMT | RTF | FOS | OPERATING | 3.33 | 2014-03-12
HE703139 | K6-1996 | TRACTOR, MACK (KSC COOLANT) | Truck-TBD | FMT | N/A | XSD | DECOMMISSIONED | 3 | 2015-11-13
HE703164 | M6-0493 | TRUCK, MOBILE, CANTEEN | Truck-TBD | FMT | RTF | FOS | OPERATING | 3.33 | 2014-03-12
HE703185 | K6-2045 | Duct Rodder Truck, with Jib Crane | Truck-TBD | FMT | N/A | NIC | NOT_IN_CONTRACT | 2.36 | 2013-10-23
HE703188 | M6-0336 | Truck, Utility | Truck-TBD | FMT | N/A | XSD | DECOMMISSIONED | 2.44 | 2013-10-23
HE703189 | K6-1996 | STAIR, TRUCK-1 (COOL) | Truck-TBD | FMT | N/A | XSD | DECOMMISSIONED | 3 | 2012-06-21
HE703195 | J7-0689 | Golf Cart, Gas Utility Type | Cart-Golf Gas | FMT | N/A | XSD | DECOMMISSIONED | 1 | 2018-06-12
HE703197 | M7-0360 | Golf Cart, E-Z Go, 4 person | Cart-Golf Gas | FMT | RTF | FOS | OPERATING | 3 | 2018-05-15
HE703199 | K6-1995 | PURGE TRANSPORTER 1, KAMAG | Truck-TBD | FMT | N/A | NIC | NOT_IN_CONTRACT | 3 | 2011-09-20
HE703211 | K7-1205F | Scissor Truck, De-Stow | Lift-Scissor | MEC | N/A | NIC | NOT_IN_CONTRACT | 3 | 2015-10-19
HE703219 | K6-1096 | Cart, Electric Utility Type, GEM | Car-Electric | FMT | N/A | XSD | DECOMMISSIONED | 4 | 2017-08-11
HE703221 | K6-0848 | Cart, Electric Utility Type, GEM | Cart-Golf Electric | FMT | PM | FOS | OPERATING | 4 | 2023-08-29
HE703223 | K6-0848 | Cart, Electric Utility Type, GEM | Cart-Golf Electric | FMT | PM | FOS | OPERATING | 2.82 | 2013-11-10
HE703226 | M6-0486 | GOLF CART, ELECT, CLUB CAR, CARRYALL II | Cart-Golf Electric | FMT | N/A | XSD | DECOMMISSIONED | 3 | 2017-03-23
HE703229 | K6-0900 | Cart, Electric Utility Type, GEM | Cart-Golf Electric | FMT | N/A | XSD | DECOMMISSIONED | 2.86 | 2013-10-23
HE703230 | M6-0486 | TRUCK, LUBE, MOBILE, WHITE | Truck-General | FMT | PM | FOS | OPERATING | 2.75 | 2013-10-23
HE703231 | K6-1247 | Cart, Electric Utility Type, GEM | Car-Electric | FMT | N/A | XSD | DECOMMISSIONED | 2 | 2020-09-30
HE703237 | K6-1347 | Cart, Electric Utility Type, GEM | Cart-Golf Electric | FMT | PM | FOS | OPERATING | 1 | 2024-03-05
HE703239 | K6-1547 | CARGO CARRIER | Truck-General | FMT | PM | FOS | OPERATING | 4 | 2024-05-02
HE703241 | K6-1547 | Cargo Carrier, Electric Car | Car-Electric | FMT | PM | FOS | OPERATING | 3 | 2024-05-06
HE703243 | K6-1547 | CARGO CARRIER | Truck-General | FMT | PM | FOS | OPERATING | 3 | 2024-05-02
HE703245 | K6-1547 | CARGO CARRIER | Truck-General | FMT | PM | FOS | OPERATING | 3 | 2023-12-29
HE703247 | M6-0539 | TRUCK, CABLE | Truck-TBD | FMT | N/A | NIC | NOT_IN_CONTRACT | 3.31 | 2013-10-23
HE703249 | M6-0589 | TRUCK, CABLE REPAIR | Truck-TBD | FMT | N/A | NIC | NOT_IN_CONTRACT | 3.51 | 2013-10-23
HE703251 | M6-0486 | CAR, ELECTRIC (GEM) | Car-Electric | FMT | N/A | XSD | DECOMMISSIONED | 2.9 | 2013-10-23
HE703253 | M6-0589 | TRUCK, CABLE | Truck-TBD | FMT | N/A | NIC | NOT_IN_CONTRACT | 3.32 | 2013-10-23
HE703254 | K7-0415 | GOLF CART, ELECTRIC, CLUB CAR | Cart-Golf Electric | FMT | N/A | NIC | NOT_IN_CONTRACT | 4 | 2015-03-30
HE703255 | K6-0848 | Cart, Electric Utility Type, GEM | Car-Electric | FMT | PM | FOS | OPERATING | 2.99 | 2013-10-23
HE703261 | K7-1205F | TV VAN (1) 2008 CHRYSLER | Truck-TBD | FMT | N/A | NIC | NOT_IN_CONTRACT | 3.42 | 2013-10-23
HE703263 | K7-1205F | TV VAN (2) 2008 CHRYSLER | Truck-TBD | FMT | N/A | NIC | NOT_IN_CONTRACT | 3.22 | 2013-10-23
HE703265 | M6-0791 | VAN, MULTIPURPOSE AUDIO | Truck-TBD | FMT | N/A | NIC | NOT_IN_CONTRACT | 3 | 2015-04-09
HE703298 | M6-0486 | TRUCK, UTILITY, MITSUBISHI, MIGHTY MIGHT | Truck-TBD | FMT | RTF | FOS | OPERATING | 2.65 | 2013-11-10
HE703302 | M6-1625 | TRUCK, UTILITY, ISUZU | Truck-General | FMT | PM | FOS | OPERATING | 3 | 2024-01-03
HE703304 | K6-2359 | VEHICLE, UTILITY, DAIHATZU | Heavy Equipment Misc | FMT | RTF | FOS | OPERATING | 2 | 2016-02-16
HE703332 | M7-0505 | UTILITY VEHICLE GATOR | Heavy Equipment Misc | FMT | RTF | FOS | OPERATING | 3.58 | 2014-03-11
HE703334 | K6-1094 | VAN BOX HI-CUBE CUT-AWAY (FORD) | Truck-General | FMT | N/A | XSD | DECOMMISSIONED | 2.66 | 2013-10-23
HE703356 | M7-0555 | TRUCK, WASTE, Port-o-let Servicing Truck | Truck-General | FMT | PM | FOS | OPERATING | 3 | 2022-04-14
HE703358 | M7-0360 | MARKLIFT 80 Electric Lift | Lift | FMT | N/A | XSD | DECOMMISSIONED | 4 | 2020-01-10
HE703366 | K6-1446 | HI-RANGER 105 FT (TEREX) | Truck-Hi-Ranger | FMT | N/A | XSD | DECOMMISSIONED | 2.94 | 2014-01-20
HE703368 | M7-0360 | GOLF CART, HPX GATOR | Vehicle-Utility-Gator | FMT | RTF | FOS | OPERATING | 3.06 | 2013-10-23
HE703370 | M6-1671 | GOLF CART (HPX GATOR) | Vehicle-Utility-Gator | FMT | N/A | XSD | DECOMMISSIONED | 3.56 | 2013-10-23
HE703372 | M7-0505 | GOLF CART (HPX GATOR) | Vehicle-Utility-Gator | FMT | N/A | XSD | DECOMMISSIONED | 3.28 | 2013-10-23
HE703378 | M6-0698 | GOLF CART (HPX GATOR) | Vehicle-Utility-Gator | FMT | N/A | XSD | DECOMMISSIONED | 3 | 2013-10-23
HE703386 | K6-1896 | GOLF CART (HPX GATOR) | Cart-4 Wheeler | FMT | N/A | NIC | NOT_IN_CONTRACT | 2.91 | 2013-10-23
HE703400 | K6-2496 | SWAT TRUCK, LENCO BEARCAT | Truck-SWAT | FMT | N/A | XSD | DECOMMISSIONED | 2.78 | 2013-10-23
HE703402 | M6-0486 | UTILITY TRUCK, GATOR 4X4 | Heavy Equipment Misc | FMT | N/A | NIC | NOT_IN_CONTRACT | 3.03 | 2014-03-12
HE703404 | M7-0355 | GOLF CART | Vehicle-Utility-Gator | FMT | RTF | FOS | OPERATING | 3.54 | 2013-10-23
HE703414 | M6-0486 | GOLF CART | Cart-Golf Gas | FMT | N/A | XSD | DECOMMISSIONED | 3.54 | 2014-03-12
HE703416 | K7-0165 | VEHICLE, UTILITY | Heavy Equipment Misc | FMT | N/A | NIC | NOT_IN_CONTRACT | 3.67 | 2014-03-11
HE703418 | K6-1847 | TRUCK, BOX, GMC 7500 SERIES | Truck-General | FMT | PM | FOS | OPERATING | 3 | 2021-02-17
HE703424 | K6-1896 | TRUCK, UTILITY | Truck-TBD | FMT | N/A | NIC | NOT_IN_CONTRACT | 3.42 | 2014-03-12
HE703432 | K6-2496 | 4 WHEELER (ATV), POLARIS | Cart-4 Wheeler | FMT | RTF | FOS | OPERATING | 3.04 | 2014-03-12
HE703434 | K6-2496 | 4 WHEELER (ATV), POLARIS | Cart-4 Wheeler | FMT | RTF | FOS | OPERATING | 3.11 | 2014-03-12
HE703440 | M6-0486 | TRUCK, Tanker Water - CRAWLER WAY | Truck-General | FMT | PM | FOS | OPERATING | 3 | 2022-08-08
HE703442 | M6-0486 | TRUCK, Tanker Water - CRAWLER WAY | Truck-General | FMT | PM | FOS | OPERATING | 2 | 2023-06-01
HE703446 | K6-1348 | TRUCK, WASTE | Truck-General | FMT | PM | FOS | OPERATING | 4 | 2021-07-01
HE703448 | M7-0555 | TRUCK, PORT-O-LET SERVICING | Truck-General | FMT | PM | FOS | OPERATING | 3 | 2023-03-20
HE703450 | M6-0490 | VEHICLE, ELECTRIC UTILITY | Heavy Equipment Misc | FMT | N/A | NIC | NOT_IN_CONTRACT | 2.92 | 2013-10-23
HE703452 | K6-2496 | 4 WHEELER, GATOR 4X4 | Cart-4 Wheeler | FMT | RTF | FOS | OPERATING | 3.74 | 2014-03-12
HE703458 | M6-0486 | TRUCK, PICKUP, DODGE | Truck-General | FMT | N/A | XSD | DECOMMISSIONED | 2.66 | 2013-10-23
HE703476 | K6-1446K | Truck, Digger/Derrick, with Jib Crane | Truck-General | FMT | PM | FOS | OPERATING | 3 | 2022-07-22
HE703478 | M6-0486 | TRUCK, F-150,1998 | Truck-TBD | FMT | N/A | XSD | DECOMMISSIONED | 2.62 | 2013-10-23
HE703480 | M6-0411 | GOLF CART, UTILITY, POLARIS RANGER | Cart-Golf | FMT | N/A | XSD | DECOMMISSIONED | 2.94 | 2014-03-12
HE703482 | M6-0490 | CART, UTILITY, GATOR | Cart | FMT | N/A | NIC | NOT_IN_CONTRACT | 3.92 | 2014-03-12
HE703484 | M7-0407 | Golf Cart, Electric, Club Car | Cart-Golf Electric | FMT | N/A | NIC | NOT_IN_CONTRACT | 4 | 2013-04-23
HE703486 | K6-1896 | ATV, Gas, Air Cooled, 4x4 | Cart-4 Wheeler | FMT | N/A | NIC | NOT_IN_CONTRACT | 3.58 | 2014-03-12
HE703488 | K6-1896 | ATV, Gas, Air Cooled, 4x4 | Cart-4 Wheeler | FMT | N/A | NIC | NOT_IN_CONTRACT | 3.25 | 2014-03-12
HE703490 | K6-1896 | Utility Vehicle, Kawasaki Mule 4x4 | Cart-4 Wheeler | FMT | N/A | NIC | NOT_IN_CONTRACT | 3.32 | 2013-10-23
HE703492 | K7-1205F | Truck, Motor Coach, diesel | Truck-TBD | FMT | N/A | NIC | NOT_IN_CONTRACT | 3.87 | 2013-10-23
HE703496 | K6-1996D | Truck, Semi-Tractor, Peterbilt | Truck-General | FMT | PM | FOS | OPERATING | 3 | 2024-02-09
HE703498 | K6-2496 | Utility Vehicle, Polaris, Military Ranger RZR 4 Wheeler | Vehicle-Utility | FMT | N/A | XSD | DECOMMISSIONED | 3 | 2019-07-24
HE703500 | K6-2496 | Utility Vehicle, Polaris, Military Ranger RZR 4 Wheeler | Vehicle-Utility | FMT | N/A | XSD | DECOMMISSIONED | 3 | 2018-11-29
HE703504 | M7-0355 | Truck, Box Bed, International (IOZ) | Truck-TBD | FMT | RTF | FOS | OPERATING | 3 | 2016-02-12
HE703506 | K6-0494 | Truck, MRAP, USPROP: MRP2005-001 | Truck-MRAP | FMT | PM | FOS | OPERATING | 3 | 2024-02-09
HE703508 | K6-0494 | Truck, MRAP USPROP: MRP2005-001 | Truck-MRAP | FMT | PM | FOS | OPERATING | 3 | 2024-03-20
HE703510 | K6-0494 | Truck, MRAP USPROP: MRP2005-001 | Truck-MRAP | FMT | PM | FOS | OPERATING | 3 | 2023-05-01
HE703512 | K6-0494 | Truck, MRAP USPROP: MRP2005-001 | Truck-MRAP | FMT | PM | FOS | OPERATING | 3 | 2023-05-19
HE703514 | K6-1896 | UTILITY VEHICLE, Honda, Pioneer 700 | Cart-4 Wheeler | FMT | N/A | NIC | NOT_IN_CONTRACT | 4 | 2015-04-01
HE703516 | K6-1896 | UTILITY VEHICLE, Polaris Ranger Crew 800 | Cart-4 Wheeler | FMT | N/A | NIC | NOT_IN_CONTRACT | 4 | 2015-11-06
HE703520 | K6-0848 | Golf Cart, Electric, Club Car | Cart-Golf Electric | FMT | N/A | XSD | DECOMMISSIONED | 4 | 2021-08-12
HE703522 | M6-0486 | Golf Cart, Electric, Club Car | Cart-Golf Electric | FMT | PM | FOS | OPERATING | 4 | 2023-06-27
HE703524 | M6-0336 | VAN, INSTRUMENTATION | Truck-General | FMT | PM | FOS | OPERATING | 4 | 2024-04-29
HE703526 | K6-2359 | CART, UTILITY, GATOR | Cart | FMT | PM | FOS | OPERATING | 4 | 2024-03-27
HE703528 | M7-0407 | Golf Cart, Electric, Club Car | Cart-Golf Electric | FMT | PM | FOS | OPERATING | 3 | 2023-04-13
HE703534 | M6-0791 | VEHICLE, COMMAND COMMUNICATION | Truck-General | FMT | PM | FOS | OPERATING | 3 | 2024-04-05
HE703536 | K6-1247 | Golf Cart, Electric | Cart-Golf Electric | FMT | PM | FOS | OPERATING | 3 | 2024-05-14
HE703538 | TR5-0694 | Golf Cart, Electric | Cart-Golf Electric | FMT | PM | FOS | OPERATING | 2 | 2024-03-14
HE703542 | J7-0688 | Utility Vehicle, Polaris | Vehicle-Utility | FMT | PM | FOS | OPERATING | 3 | 2024-01-24
HE703544 | J7-0688 | Utility Vehicle, Polaris | Vehicle-Utility | FMT | PM | FOS | OPERATING | 3 | 2024-03-14
HE703548 | J7-0689 | Golf Cart, Electric | Car-Electric | FMT | PM | FOS | OPERATING | 3 | 2024-03-11
HE703550 | K6-2496 | SWAT TRUCK, Roshel Senator | Truck-SWAT | FMT | PM | FOS | OPERATING | 4 | 2024-03-08
HE703554 | M6-0791 | VEHICLE, COMMAND COMMUNICATION | Truck-General | FMT | PM | FOS | OPERATING | 4 | 2023-12-14
HE703556 | M7-0505 | Cart, Electric Utility Type, GEM | Car-Electric | FMT | PM | FOS | OPERATING | 4 | 2023-11-13
HE703558 | M7-0505 | Cart, Electric Utility Type, GEM | Car-Electric | FMT | PM | FOS | OPERATING | 4 | 2024-01-16
HE703560 | M6-0744 | Bus, Motor | Truck-TBD | MEC | PM | FOS | OPERATING | 4 | 2021-05-04
HE703562 | K6-1547 | Car, electric | Car-Electric | FMT | PM | FOS | OPERATING | 3 | 2024-01-04
HE703564 | K6-1247 | Car, Electric | Car-Electric | FMT | PM | FOS | OPERATING | 3 | 2023-12-15
HE703566 | K6-2496 | Utility Vehicle, Honda | Vehicle-Utility | FMT | PM | FOS | OPERATING | 3 | 2023-12-12
HE703568 | K6-2496 | Utility Vehicle, Honda | Vehicle-Utility | FMT | PM | FOS | OPERATING | 3 | 2023-12-12
HE703570 | K7-1207 | Car, ELECTRIC | Car-Electric | FMT | PM | FOS | OPERATING | 3 | 2024-05-14
HE704042 | J6-2370 | TRUCK 50, OSHKOSH â€“ CFR | Truck-TBD | FMT | N/A | XSD | DECOMMISSIONED | 3 | 2020-05-28
HE704082 | M6-0695 | CARRIER, FULL TRACKED, PERSONNEL, M113 | M113 | FMT | N/A | NOS | DECOMMISSIONED | 4 | 2011-07-12
HE704084 | K6-2496 | CARRIER, FULL TRACKED, PERSONNEL, M113 | M113 | FMT | N/A | NOS | DECOMMISSIONED | 3 | 2011-09-21
HE704094 | M6-0695 | CARRIER, RESCUE, M113/M125, FULL TRACKED | M113 | FMT | N/A | NOS | DECOMMISSIONED | 3 | 2011-08-08
HE704104 | J6-2370 | Truck, Aircraft Rescue, Truck #30, Firefighting | Truck-Fire | FMT | N/A | XSD | DECOMMISSIONED | 2 | 2020-05-14
HE704106 | J6-2370 | TRUCK, FIRE | Truck-TBD | FMT | N/A | XSD | DECOMMISSIONED | 3 | 2011-09-22
HE704110 | J6-2370 | TRUCK, FIRE | Truck-Fire | FMT | PM | FOS | OPERATING | 2.56 | 2014-02-03
HE704112 | J6-2370 | TRUCK, FIRE | Truck-Fire | FMT | PM | FOS | OPERATING | 2.56 | 2014-02-03
HE704114 | J6-2370 | TRUCK, FIRE | Truck-Fire | FMT | N/A | NIC | NOT_IN_CONTRACT | 2.67 | 2013-10-17
HE704116 | J6-2370 | TRUCK, FIRE, ARF | Truck-Fire | FMT | N/A | XSD | DECOMMISSIONED | 2.57 | 2013-08-01
HE704118 | J6-2370 | TRUCK, FIRE | Truck-Fire | FMT | N/A | XSD | DECOMMISSIONED | 2 | 2017-05-31
HE704120 | J6-2370 | TRUCK, FIRE FIGHTING 100' LADDER, with 65 Gallon Tank | Truck-Ladder Platform | FMT | N/A | XSD | DECOMMISSIONED | 4 | 2018-10-19
HE704122 | J6-2370 | TRUCK, HEAVY RESCUE | Truck-Rescue | FMT | PM | FOS | OPERATING | 4 | 2024-03-25
HE704124 | J6-2370 | TRUCK, FIRE, S/N 102444, OSHKOSH | Truck-Fire | FMT | PM | FOS | OPERATING | 3 | 2024-02-15
HE704126 | J6-2370 | FIRE, TRUCK, PUMPER | Truck-Fire | FMT | N/A | NIC | NOT_IN_CONTRACT | 4 | 2022-10-17
HE704128 | J6-2370 | FIRE, TRUCK, PUMPER | Truck-Fire | FMT | PM | FOS | OPERATING | 4 | 2024-02-08
HE704130 | J6-2370 | TRUCK, FIRE, EMERGENCY RESPONSE | Truck-Fire | FMT | PM | FOS | OPERATING | 4 | 2024-03-28
HE704132 | J6-2370 | TRUCK, FIRE, EMERGENCY RESPONSE | Truck-Fire | FMT | PM | FOS | OPERATING | 4 | 2024-02-02
HE704134 | J6-2370 | TRUCK, FIRE, ARFF | Truck-Fire-ARFF | FMT | PM | FOS | OPERATING | 4 | 2024-05-08
HE704136 | J6-2370 | TRUCK, FIRE, ARFF | Truck-Fire-ARFF | FMT | PM | FOS | OPERATING | 4 | 2024-01-22
HE704138 | J6-2370 | TRUCK, FIRE FIGHTING 75' LADDER | Truck-Ladder Platform | FMT | PM | FOS | OPERATING | 4 | 2024-04-08
HE704140 | J6-2370 | TRUCK, FIRE FIGHTING 112' LADDER | Truck-Ladder Platform | FMT | PM | FOS | OPERATING | 4 | 2023-12-29
HE705004 | M6-0486 | VAN, Ford E-350 | Truck-General | FMT | PM | FOS | OPERATING | 2 | 2021-09-07
HE705006 | M6-0486 | Truck, Pick-up, Dodge, 2001 | Truck-General | FMT | PM | FOS | OPERATING | 3 | 2023-08-24
HE801068 | M6-0486 | SWEEPER HYDRAULIC 3 WAY S/N 125224 | Heavy Equipment Misc | FMT | N/A | XSD | DECOMMISSIONED | 3.33 | 2014-03-11
HE801106 | M6-0486 | SWEEPER, ROTARY | Sweeper-SLF | FMT | N/A | XSD | DECOMMISSIONED | 2.57 | 2014-01-23
HE801116 | K6-2096 | CLEANER, VACUUM, BILLY GOAT | Heavy Equipment Misc | FMT | RTF | FOS | OPERATING | 3 | 2010-06-22
HE801118 | M6-0486 | Truck, with SWEEPER, | Sweeper-SLF | FMT | PM | FOS | OPERATING | 3 | 2024-03-05
HE801122 | M6-0486 | Sweeper, Floor, Electric | Sweeper | FMT | N/A | XSD | DECOMMISSIONED | 3 | 2015-02-11
HE801124 | K6-1547 | Floor Sweeper, Ride-on | Sweeper | FMT | PM | FOS | OPERATING | 3 | 2024-05-03
HE802264 | J6-2466 | Fuel Tank, Fire Engine NO. 3, with 250 Gallon Tank | Tanks-Fuel | FMT | PM | FOS | OPERATING | 4 | 2024-04-29
HE802266 | J6-2466 | Fuel Tank, Fire Engine NO. 4, with 280 Gallon Tank | Tanks-Fuel | FMT | PM | FOS | OPERATING | 4 | 2024-04-26
HE802270 | J7-1388 | FUEL TANK, REGISTERED, 5000 gallon | Tanks-Fuel | WWS | PM | FOS | OPERATING | 3 | 2024-02-02
HE802272 | J7-1388 | FUEL TANK, REGISTERED, 1000 gallon, FIRE ENGINE NO. 1 | Tanks-Fuel | WWS | PM | FOS | OPERATING | 3 | 2024-02-05
HE802274 | J7-1388 | FUEL TANK, REGISTERED, 1000 gallon, FIRE ENGINE NO. 2 | Tanks-Fuel | WWS | PM | FOS | OPERATING | 3 | 2024-02-05
HE802276 | J7-1388 | FUEL TANK, REGISTERED, 1000 gallon, FIRE ENGINE NO. 3 | Tanks-Fuel | WWS | PM | FOS | OPERATING | 3 | 2024-02-06
HE802278 | J7-1388 | FUEL TANK, REGISTERED, 1000 gallon, FIRE ENGINE NO. 4 | Tanks-Fuel | WWS | PM | FOS | OPERATING | 3 | 2024-02-05
HE802280 | M7-1362 | FUEL TANK, REGISTERED, 1500 gallon, FIRE ENGINE NO. 1 | Tanks-Fuel | WWS | PM | FOS | OPERATING | 3 | 2024-02-06
HE802282 | M7-1362 | FUEL TANK, REGISTERED, 1500 gallon, FIRE ENGINE NO. 2 | Tanks-Fuel | WWS | PM | FOS | OPERATING | 3 | 2024-02-06
HE802284 | M7-1362 | FUEL TANK, REGISTERED, 1500 gallon, FIRE ENGINE NO. 3 | Tanks-Fuel | WWS | N/A | NAB | ABANDONED | 4 | 2017-02-16
HE802286 | K6-0947 | FUEL TANK, FIRE ENGINE NO. 2, with 550 Gallon Tank | Tanks-Fuel | WWS | PM | FOS | OPERATING | 4 | 2024-04-08
HE802288 | K6-0947 | FUEL TANK, FIRE ENGINE NO. 3, with 550 Gallon Tank | Tanks-Fuel | WWS | PM | FOS | OPERATING | 4 | 2024-04-08
HE802290 | K6-0947 | FUEL TANK, FIRE ENGINE NO. 4, with 550 Gallon Tank | Tanks-Fuel | WWS | PM | FOS | OPERATING | 4 | 2024-04-08
HE802292 | K6-0895 | FUEL TANK, REGISTERED, 1500 gallon, FIRE ENGINE NO. 1 | Tanks-Fuel | WWS | PM | FOS | OPERATING | 3 | 2024-02-06
HE802294 | K6-0895 | FUEL TANK, REGISTERED, 1500 gallon, FIRE ENGINE NO. 2 | Tanks-Fuel | WWS | PM | FOS | OPERATING | 3 | 2024-02-06
HE802296 | K6-0895 | FUEL TANK, REGISTERED, 1500 gallon, FIRE ENGINE NO. 3 | Tanks-Fuel | WWS | PM | FOS | OPERATING | 3 | 2024-02-06
HE802298 | K6-0947 | FUEL TANK, REGISTERED, 600 gallon, FIRE ENGINE NO. 1 | Tanks-Fuel | WWS | PM | FOS | OPERATING | 3 | 2024-02-06
HE806016 | M6-0486 | SPRAY UNIT, TRLR MTD, SN 121553 | Sprayer | FMT | N/A | NIC | NOT_IN_CONTRACT | 3 | 2013-03-01
HE806044 | K6-2096 | SPRAY UNIT, mounted on trailer | Sprayer | FMT | N/A | NIC | NOT_IN_CONTRACT | 3 | 2019-02-19
HE806062 | K6-2096 | SPRAYER, GROUNDTAMER 100 | Sprayer | FMT | N/A | NIC | NOT_IN_CONTRACT | 3 | 2018-11-28
HE806068 | J6-2466 | PRESSURE WASHER, DIESEL | Pressure Washer | SPE | N/A | NIC | NOT_IN_CONTRACT | 4 | 2015-07-22
HE807068 | M6-0486 | BOAT, SECURITY, MAKO, 18' | Boat | FMT | PM | FOS | OPERATING | 2.83 | 2013-10-23
HE807076 | K6-2496 | BOAT, AIR, DIAMONDBACK | Boat-Air | FMT | N/A | XSD | DECOMMISSIONED | 1 | 2020-05-14
HE807088 | M6-0486 | MOTOR, OUTBOARD, HONDA 25 HP | Boat-Motor-Outboard | FMT | N/A | NIC | NOT_IN_CONTRACT | 3 | 2014-03-11
HE807092 | M6-0486 | MOTOR, OUTBOARD, 130 HP | Boat-Motor-Outboard | FMT | PM | FOS | OPERATING | 1 | 2024-03-05
HE807094 | K6-2496 | BOAT, AIR, DIAMONDBACK | Boat-Air | FMT | N/A | XSD | DECOMMISSIONED | 3 | 2019-07-08
HE807102 | K6-1896 | BOAT, CAROLINA SKIFF | Boat | FMT | N/A | NIC | NOT_IN_CONTRACT | 3 | 2015-11-25
HE807106 | K6-2496 | BOAT, AIR, DIAMONDBACK | Boat-Air | FMT | PM | FOS | OPERATING | 2.86 | 2013-10-23
HE807108 | K6-2496 | BOAT, SECURITY | Boat | FMT | N/A | XSD | DECOMMISSIONED | 4 | 2021-10-25
HE807114 | K6-1896 | BOAT, MAYCRAFT | Boat | FMT | N/A | NIC | NOT_IN_CONTRACT | 3.58 | 2014-03-12
HE807124 | K6-2496 | BOAT, SECURITY, PATHFINDER 22" | Boat | FMT | PM | FOS | OPERATING | 2.93 | 2014-01-23
HE807132 | K6-1896 | BOAT, AIR, DIAMONDBACK | Boat-Air | FMT | N/A | NIC | NOT_IN_CONTRACT | 4 | 2015-10-19
HE807134 | K6-1896 | MOTOR, OUTBOARD, YAMAHA LF150TXR | Boat-Motor-Outboard | FMT | N/A | NIC | NOT_IN_CONTRACT | 2.91 | 2014-03-11
HE807136 | K6-1896 | MOTOR, OUTBOARD, YAMAHA LF150TXR | Boat-Motor-Outboard | FMT | N/A | NIC | NOT_IN_CONTRACT | 3.59 | 2014-03-11
HE807138 | K6-1896 | Boat, Carolina Skiff | Boat | FMT | N/A | NIC | NOT_IN_CONTRACT | 3 | 2015-11-23
HE807140 | K6-1896 | MOTOR, OUTBOARD, Yamaha, F150XA | Boat-Motor-Outboard | FMT | N/A | NIC | NOT_IN_CONTRACT | 3 | 2015-11-23
HE807142 | K6-2496 | MOTOR, OUTBOARD, YAMAHA | Boat-Motor-Outboard | FMT | N/A | XSD | DECOMMISSIONED | 4 | 2021-10-20
HE807144 | K6-1896 | Boat, Boston Whaler | Boat | FMT | N/A | NIC | NOT_IN_CONTRACT | 3 | 2015-11-19
HE807146 | K6-1896 | MOTOR, OUTBOARD, YAMAHA 150 HP | Boat-Motor-Outboard | FMT | N/A | NIC | NOT_IN_CONTRACT | 3 | 2015-11-19
HE807148 | K6-2496 | MOTOR, OUTBOARD YAMAHA | Boat-Motor-Outboard | FMT | N/A | XSD | DECOMMISSIONED | 4 | 2018-06-19
HE807150 | M6-0486 | Pontoon Work Platform | Boat-Work Platform | FMT | MBU | FOS | OPERATING | 2.54 | 2014-03-12
HE807158 | K6-1896 | Outboard Motor, Yamaha | Boat-Motor-Outboard | FMT | N/A | NIC | NOT_IN_CONTRACT | 3 | 2015-11-25
HE807160 | K6-2496 | BOAT, AIR, PANTHER | Boat-Air | FMT | PM | FOS | OPERATING | 4 | 2024-03-07
HE807162 | K6-2496 | MOTOR, OUTBOARD, YAMAHA | Boat-Motor-Outboard | FMT | PM | FOS | OPERATING | 4 | 2023-08-04
HE807164 | K6-2496 | BOAT, AIR, DIAMONDBACK | Boat-Air | FMT | PM | FOS | OPERATING | 4 | 2024-01-16
HE807166 | K6-2496 | BOAT, Security, Pathfinder | Boat-Motor-Outboard | FMT | PM | FOS | OPERATING | 4 | 2024-01-22
HE807168 | K6-2496 | MOTOR, OUTBOARD, YAMAHA | Boat-Motor-Outboard | FMT | PM | FOS | OPERATING | 4 | 2024-01-22
HE901379 | M6-0798 | LOAD BANK 500KW DUAL VOLTAGE (AVTRON) | Load Bank | SPE | PM | FOS | OPERATING | 2 | 2023-11-30
HE901392 | K6-1847 | LIGHT TWR 6KW DIESEL AMIDA | Generator-Light Tower-Portable | SPE | N/A | XSD | DECOMMISSIONED | 4 | 2011-06-20
HE901394 | K6-1847 | LIGHT TWR 6KW DIESEL AMIDA | Generator-Light Tower-Portable | SPE | N/A | XSD | DECOMMISSIONED | 4 | 2011-07-18
HE901400 | K6-1847 | LIGHT TWR 6KW DIESEL AMIDA | Generator-Light Tower-Portable | SPE | N/A | XSD | DECOMMISSIONED | 2 | 2010-09-01
HE901402 | K6-1847 | LIGHT TWR 6KW DIESEL AMIDA | Generator-Light Tower-Portable | SPE | N/A | XSD | DECOMMISSIONED | 2 | 2010-09-09
HE901404 | K6-1847 | LIGHT TWR 6KW DIESEL AMIDA | Generator-Light Tower-Portable | SPE | N/A | XSD | DECOMMISSIONED | 2 | 2010-10-26
HE901426 | K6-1847 | GENERATOR 50KW DIESEL 208/480V T&J | Generator-Portable-Diesel | SPE | N/A | XSD | DECOMMISSIONED | 4 | 2010-10-13
HE901428 | K6-1847 | GENERATOR 90KW DIESEL 208/240V | Generator-Portable-Diesel | SPE | N/A | XSD | DECOMMISSIONED | 4 | 2011-03-30
HE901430 | K6-1847 | GENERATOR 90KW DIESEL 208/480V | Generator-Portable-Diesel | SPE | N/A | XSD | DECOMMISSIONED | 4 | 2011-03-22
HE901432 | K6-1847 | GENERATOR 160KW DIESEL 208/480V | Generator-Portable-Diesel | SPE | N/A | XSD | DECOMMISSIONED | 4 | 2011-03-09
HE901450 | J6-2466 | HYDRAULIC POWER UNIT, MULE | Power Unit-Hydraulic | FMT | N/A | NIC | NOT_IN_CONTRACT | 4 | 2015-07-30
HE901464 | K6-1847 | GENERATOR 36KW DIESEL 208/480V | Generator-Portable-Diesel | SPE | N/A | XSD | DECOMMISSIONED | 3 | 2010-10-11
HE901518 | M7-0453 | LOAD BANK 560KW | Load Bank | SPE | PM | FOS | OPERATING | 4 | 2024-04-25
HE901520 | K6-1847 | LIGHT TWR 6KW DIESEL AMIDA | Generator-Light Tower-Portable | SPE | N/A | XSD | DECOMMISSIONED | 4 | 2011-01-19
HE901522 | K6-1847 | LIGHT TWR 6KW DIESEL AMIDA | Generator-Light Tower-Portable | SPE | N/A | XSD | DECOMMISSIONED | 4 | 2011-01-18
HE901542 | K6-1847 | GENERATOR PORTABLE 500 KW | Generator-Portable-Diesel | SPE | N/A | XSD | DECOMMISSIONED | 1 | 2020-09-21
HE901633 | K6-1847 | Generator, 350kw, 480 Volt, 3 Phase, Cummins, with DW 225 Gallon Belly Tank | Generator-Portable-Diesel | SPE | RI | FOS | OPERATING | 4 | 2024-04-22
HE901635 | K6-1847 | Generator, 350kw, 480 Volt, 3 Phase, Cummins, with DW 225 Gallon Belly Tank | Generator-Portable-Diesel | SPE | PM/RI | FOS | OPERATING | 3 | 2024-04-10
HE901637 | K6-1847 | Generator, 350kw, 480 Volt, 3 Phase, Cummins, with DW 225 Gallon Belly Tank | Generator-Portable-Diesel | SPE | RI | FOS | OPERATING | 3 | 2024-04-26
HE901638 | M7-0355 | GENERATOR 1000KW, Closed Top Diked 800 Gallon Tank, mounted on trailer | Generator-Portable-Diesel | SPE | PM/RI | FOS | OPERATING | 4 | 2024-05-14
HE901639 | K6-1847 | Generator, 350kw, 480 Volt, 3 Phase, Cummins, with DW >225 Gallon Belly Tank | Generator-Portable-Diesel | SPE | RI | FOS | OPERATING | 4 | 2024-04-04
HE901641 | K6-1847 | Generator, 350kw, 480 Volt, 3 Phase, Cummins, with DW 225 Gallon Belly Tank | Generator-Portable-Diesel | SPE | RI | FOS | OPERATING | 4 | 2024-04-08
HE901645 | K6-1847 | Generator, 350kw, 480 Volt, 3 Phase, Cummins, with DW 225 Gallon Belly Tank | Generator-Portable-Diesel | SPE | RI | FOS | OPERATING | 3 | 2024-04-02
HE901647 | K6-1847 | Generator, 350KW, 480VAC, 3 Phase, Cummins | Generator-Portable-Diesel | SPE | PM/RI | FOS | OPERATING | 4 | 2024-04-08
HE901651 | K6-1847 | Generator, 125kw, 480 Volt, 3 Phase, Cummins, with DW 150 Gallon Belly Tank | Generator-Portable-Diesel | SPE | RI | FOS | OPERATING | 4 | 2024-05-07
HE901652 | K6-1847 | GENERATOR 60 KW, with DW 250 Gallon Belly Tank | Generator-Portable-Diesel | SPE | PM/RI | FOS | OPERATING | 4 | 2024-05-14
HE901659 | K6-1847 | Generator, 125kw, 480 Volt, 3 Phase, Cummins, with DW 150 Gallon Belly Tank | Generator-Portable-Diesel | SPE | RI | FOS | OPERATING | 4 | 2024-05-07
HE901674 | K6-1847 | GENERATOR, 105KW, OLYMPIAN, with DW >125 Gallon Belly Tank | Generator-Portable-Diesel | SPE | N/A | XSD | DECOMMISSIONED | 4 | 2021-07-20
HE901674-C | M7-0453 | LOAD BANK 2000KW (ON TRAILER HE506416) | Load Bank | SPE | PM | FOS | OPERATING | 4 | 2024-04-12
HE901678 | K6-1847 | GENERATOR, 28KW, OLYMPIAN, with DW 57 Gallon Belly Tank | Generator-Portable-Diesel | SPE | N/A | XSD | DECOMMISSIONED | 4 | 2017-02-23
HE901683 | K6-0545 | Generator, 400kw, 480 Volt, 3 Phase, Cummins, with DW 350 Gallon Belly Tank | Generator-Portable-Diesel | SPE | PM | FOS | OPERATING | 4 | 2024-04-05
HE901685 | K6-1847 | Generator, 400kw, 480 Volt, 3 Phase, Cummins, with DW 350 Gallon Belly Tank | Generator-Portable-Diesel | SPE | PM | FOS | OPERATING | 4 | 2024-04-05
HE901697 | K6-1847 | Generator, Diesel, 125kw, 120/480 Volt, 3 Phase, with 150 Gallon Belly Tank Diked | Generator-Portable-Diesel | SPE | RI | FOS | OPERATING | 3 | 2024-05-08
HE901699 | K6-1847 | Generator, Diesel 125kw, 120/480 Volt, 3 Phase, with 150 Gallon Belly Tank Diked | Generator-Portable-Diesel | SPE | RI | FOS | OPERATING | 4 | 2024-05-07
HE901701 | K6-1847 | Generator, Diesel 125kw, 120/480 Volt, 3 Phase, with 160 Gallon Belly Tank Diked | Generator-Portable-Diesel | SPE | RI | FOS | OPERATING | 4 | 2024-05-07
HE901705 | M7-0531 | Generator, Diesel 64kw, 120/480 Volt, 3 Phase, Magnum Products LLC, with 100 Gallon Belly Tank Diked | Generator-Stationary-Level 2 | SPE | PM/RI | FOS | OPERATING | 4 | 2024-05-09
HE901707 | K6-1847 | Generator, Diesel 64kw, 120/480 Volt, 3 Phase | Generator-Portable-Diesel | SPE | N/A | XSD | DECOMMISSIONED | 4 | 2019-12-13
HE901735 | K6-1847 | Light Tower - Generator, 18 KW, 120/480V, 3 Phase, Magnum Products | Generator-Portable-Diesel | SPE | RTF | FOS | OPERATING | 3 | 2016-06-10
HE901736 | K6-1847 | LIGHT TWR AMIDA, 8KW DIESEL | Generator-Light Tower-Portable | SPE | N/A | XSD | DECOMMISSIONED | 4 | 2011-07-05
HE901761 | K6-1847 | Generator, Diesel 28 KW, with Single Wall Plastic Diked, 95 Gallon Tank | Generator-Portable-Diesel | SPE | RI | FOS | OPERATING | 4 | 2024-05-06
HE901762 | K6-1847 | Generator, Diesel 36 KW, with Single Wall Plastic Diked, 95 Gallon Tank | Generator-Portable-Diesel | SPE | RI | FOS | OPERATING | 4 | 2024-05-07
HE901763 | K6-1847 | Generator, 28 KW, with Single Wall Plastic Diked, 95 Gallon Tank | Generator-Portable-Diesel | SPE | RI | FOS | OPERATING | 4 | 2024-05-08
HE901764 | K6-2496B | Generator, Mobile, 5.5 KW | Generator-Portable-Diesel | ELV | PM | FOS | OPERATING | 4 | 2023-08-06
HE901765 | K6-2496B | Generator, Mobile, 5.5 KW | Generator-Portable-Diesel | ELV | PM | FOS | OPERATING | 4 | 2023-07-30
HE901766 | J6-2465 | Generator, Diesel, 20KW Mobile Command Center | Generator-Portable-Diesel | ELV | PM | FOS | OPERATING | 4 | 2023-09-24
HE901767 | L7-0073 | SOLAR SYSTEM WITH BACKUP DIESEL GENERATOR (120VAC/240VAC, 15KW) | Solar PV System LT 5KW | ELV | PM | FOS | OPERATING | 4 | 2024-05-05
HE902335 | M6-0791 | Generator, 7.5KW, Diesel, 208VAC, 3 phase, ONAN, Tank, 45 Gallon | Generator-Stationary-Level 2 | SPE | PM/RI | FOS | OPERATING | 4 | 2024-05-13
HE902347 | M6-0139 | Generator, 350kw, 480 Volt, 3 Phase, Cummins, with 440 Gallon Tank | Generator-Stationary-Level 2 | ELV | PM/RI | FOS | OPERATING | 4 | 2024-05-14
HE902349 | M6-0139 | Generator, 350kw, 480 Volt, 3 Phase, Cummins, with 440 Gallon Tank | Generator-Stationary-Level 2 | ELV | PM/RI | FOS | OPERATING | 4 | 2024-05-14
HE902351 | M6-0139 | Generator, 350kw, 480 Volt, 3 Phase, Cummins, with 440 Gallon Tank | Generator-Stationary-Level 2 | ELV | PM/RI | FOS | OPERATING | 4 | 2024-05-14
HE902359 | J6-0490A | Generator, 125kw, 480 Volt, 3 Phase, Cummins, with Fixed 150 Gallon Belly Tank | Generator-Stationary-Level 2 | ELV | PM/RI | FOS | OPERATING | 4 | 2024-04-21
HE905072 | M6-0486 | COMPRESSOR, AIR ATLAS COPCO, #175 | Compressors-Air-Reciprocating | FMT | N/A | XSD | DECOMMISSIONED | 1 | 2016-04-19
HE905076 | M6-1625 | Compressor, Air, Portable, INGERSOLL, DIESEL, with 45 Gallon Tank | Compressors-Air-Portable-Large Eng | FMT | N/A | XSD | DECOMMISSIONED | 3 | 2021-01-28
HE905078 | M6-1625 | Compressor, Air, Portable, INGERSONL, DIESEL, with 100 Gallon Tank | Compressors-Air-Reciprocating | FMT | N/A | XSD | DECOMMISSIONED | 3 | 2013-04-24
HE905088 | M6-1625 | COMPRESSOR, AIR, PORT, DIESEL, P375AWD | Compressors-Air-Portable | FMT | N/A | XSD | DECOMMISSIONED | 3 | 2015-04-30
HE905090 | M6-0798 | AIR COMPRESSOR, ROTARY SCREW, PORTABLE | Compressors-Air-Portable | HVC | N/A | XSD | DECOMMISSIONED | 4 | 2011-06-14
HE905092 | M6-0798 | AIR COMPRESSOR, ROTARY SCREW, PORTABLE | Compressors-Air-Portable | HVC | N/A | XSD | DECOMMISSIONED | 4 | 2011-06-14
HE905094 | M6-1625 | COMPRESSOR, AIR, with 45 Gallon Tank | Compressors-Air-Portable-Large Eng | FMT | N/A | XSD | DECOMMISSIONED | 3 | 2019-02-25
HE905102 | K6-0947 | COMPRESSOR, AIR, 375 CFM, PORTABLE | Compressors-Air-Portable-Large Eng | FMT | PM | FOS | OPERATING | 3 | 2023-03-09
HE905104 | M6-1625 | COMPRESSOR, AIR, 375 CFM, PORTABLE | Compressors-Air-Portable-Large Eng | FMT | PM | FOS | OPERATING | 4 | 2018-06-11
HE905107 | M6-0486 | COMPRESSOR, AIR | Compressors-Air-Reciprocating | FMT | N/A | XSD | DECOMMISSIONED | 3 | 2016-12-08
HE905117 | M6-0798 | Air Compressor, Portable on Trailer | Compressors-Air-Portable-Large Eng | FMT | PM | FOS | OPERATING | 3 | 2021-02-19
HE905132 | M6-0486 | COMPRESSOR, AIR, PROP# 2023866 | Compressors-Air-Portable-Small Eng | FMT | PM | FOS | OPERATING | 4 | 2020-05-05
HE905136 | M6-0486 | COMPRESSOR, AIR | Compressors-Air-Reciprocating | FMT | N/A | XSD | DECOMMISSIONED | 3 | 2016-10-10
HE905138 | M6-0486 | COMPRESSOR, AIR | Compressors-Air-Reciprocating | FMT | N/A | XSD | DECOMMISSIONED | 3 | 2016-10-10
HE905140 | M6-0798 | AIR COMPRESSOR, ROTARY SCREW, PORTABLE | Compressors-Air-Portable-MBU | HVC | MBU | FOS | OPERATING | 4 | 2011-06-16
HE905148 | M7-0505 | AIR COMPRESSOR, 1.9 HP, 33 GALLON TANK | Compressors-Air-Reciprocating | HVC | N/A | NIC | NOT_IN_CONTRACT | 3 | 2018-04-03
HE905149 | M7-0505 | AIR COMPRESSOR, 1.9 HP, 33 GALLON TANK | Compressors-Air-Reciprocating | HVC | N/A | NIC | NOT_IN_CONTRACT | 3 | 2018-04-03
HE905154 | M7-0360 | AIR COMPRESSOR, PORTABLE, OIL FREE, AIR DRYER AND TANK | Compressors-Air-Screw | HVC | PM | FOS | OPERATING | 3 | 2024-02-16
HE905172 | M6-0486 | COMPRESSOR, AIR, Gas | Compressors-Air-Portable-Small Eng | FMT | PM | FOS | OPERATING | 3 | 2019-07-12
HE905174 | M6-0486 | COMPRESSOR, AIR, Gas | Compressors-Air-Portable-Small Eng | FMT | PM | FOS | OPERATING | 4 | 2020-08-17
HE905178 | M6-0486J | COMPRESSOR, AIR, Gas | Compressors-Air-Portable-Small Eng | FMT | PM | FOS | OPERATING | 3 | 2020-12-29
HE905180 | M6-0486 | COMPRESSOR, AIR, Gas | Compressors-Air-Portable-Small Eng | FMT | PM | FOS | OPERATING | 3 | 2020-05-13
HE905182 | K6-1247 | Compressor, Air, Portable | Compressors-Air-Portable-Large Eng | FMT | PM | FOS | OPERATING | 3 | 2024-01-11
HE905184 | K6-0848 | Air Compressor, Portable on Trailer | Compressors-Air-Portable-Large Eng | FMT | PM | FOS | OPERATING | 5 | 2023-10-05
HE906185 | M6-0589 | Pump, Vacuum, Ditch-Witch, Trailer Mounted | Vacuum Pump | FMT | N/A | NIC | NOT_IN_CONTRACT | 3 | 2014-06-26
HE906220 | K6-1348 | PUMP, HONDA, GAS | Pump | FMT | RTF | FOS | OPERATING | 3 | 2018-03-07
HE906234 | M5-1586 | PUMP, GROVE 8 | Pump-Grove | FMT | N/A | XSD | DECOMMISSIONED | 1 | 2022-10-28
HE906236 | M5-1586A | PUMP, GROVE 9 | Pump-Grove | FMT | N/A | XSD | DECOMMISSIONED | 2 | 2023-06-01
HE906244 | K6-2096 | SPRAYER | Sprayer | FMT | N/A | NIC | NOT_IN_CONTRACT | 4 | 2019-03-18
HE906246 | K6-2096 | SPRAYER | Sprayer | FMT | N/A | NIC | NOT_IN_CONTRACT | 3 | 2018-10-12
HE906248 | M7-0555 | PUMP, TRASH, 6" VACUUM ASSISTED | Pump-Portable-SA | FMT | PM | FOS | OPERATING | 3 | 2020-09-10
HE906256 | J6-2466 | PUMP, GROVE 10 | Pump-Grove | FMT | N/A | XSD | DECOMMISSIONED | 3 | 2011-03-01
HE906258 | N6-0407 | PUMP, GROVE #3, with 295 Gallon Tank | Pump-Grove | FMT | N/A | XSD | DECOMMISSIONED | 4 | 2018-09-13
HE906260 | N6-0107 | PUMP, GROVE #5, with 295 Gallon Tank | Pump-Grove | FMT | N/A | XSD | DECOMMISSIONED | 4 | 2019-01-10
HE906260-R1 | M5-1586A | PUMP, GROVE 9 | Pump-Grove | FMT | PM/RI | FOS | OPERATING | 3 | 2024-05-06
HE906262 | M6-1757 | PUMP, GROVE 6 | Pump-Grove | FMT | N/A | XSD | DECOMMISSIONED | 1 | 2018-05-29
HE906264 | M6-0166 | PUMP, GROVE 11 | Pump-Grove | FMT | N/A | XSD | DECOMMISSIONED | 4 | 2018-06-18
HE906266 | L5-0033 | PUMP, GROVE 13 | Pump-Grove | FMT | N/A | XSD | DECOMMISSIONED | 2 | 2019-02-06
HE906268 | J6-2466 | Fire Engine No. 3, FIRE PUMP (FOAM), CUMMINS | Engine-Fire | FMT | PM/RI | FOS | OPERATING | 4 | 2024-05-10
HE906270 | J6-2466 | Fire Engine No. 4, FIRE PUMP (FOAM), CUMMINS | Engine-Fire | FMT | N/A | XSD | DECOMMISSIONED | 2.61 | 2014-03-12
HE906272 | J7-1388 | Water Pump Station, Fire Engine No. 1, with 60 Gallon PE | Engine-Fire | WWS | PM/RI | FOS | OPERATING | 4 | 2024-05-13
HE906274 | J7-1388 | Water Pump Station, Fire Engine No. 2, with 60 Gallon PE | Engine-Fire | WWS | PM/RI | FOS | OPERATING | 4 | 2024-05-13
HE906276 | J7-1388 | Water Pump Station, Fire Engine No. 3, with 60 Gallon PE | Engine-Fire | WWS | PM/RI | FOS | OPERATING | 4 | 2024-05-13
HE906278 | M7-1362 | Fire Pump Engine No. 4, with 60 Gallon PE | Engine-Fire | WWS | PM/RI | NOS | MOTHBALLED | 4 | 2024-03-15
HE906280 | M7-1362 | HMF Pump House, Fire Engine No. 1, with 100 Gallon PE | Engine-Fire | WWS | N/A | XSD | DECOMMISSIONED | 4 | 2014-07-18
HE906282 | M7-1362 | HMF Pump House, Fire Engine No. 2, with 100 Gallon PE | Engine-Fire | WWS | N/A | XSD | DECOMMISSIONED | 2.87 | 2014-03-12
HE906284 | M7-1362 | HMF Pump House, Fire Engine No. 3, with 84 Gallon PE | Engine-Fire | WWS | PM/RI | FOS | OPERATING | 4 | 2024-04-16
HE906292 | K6-0895 | OPF Pump House, Fire Engine No. 1, with 60 Gallon PE | Engine-Fire | WWS | PM/RI | FOS | OPERATING | 4 | 2024-05-07
HE906294 | K6-0895 | OPF Pump House, Fire Engine No. 2, with 80 Gallon PE | Engine-Fire | WWS | PM | FOS | OPERATING | 4 | 2024-02-13
HE906296 | K6-0895 | OPF Pump House, Fire Engine No. 3, with 80 Gallon PE | Engine-Fire | WWS | PM/RI | FOS | OPERATING | 2 | 2024-05-07
HE906298 | K6-0895 | Diesel Engine, Air Compressor, Firex Engines | Engine-Fire | FMT | PM/RI | FOS | OPERATING | 2 | 2024-03-19
HE906300 | M6-0798 | Trailer, Water pump, w 60 GAL Diesel tank, w 75 GAL Hydraulic tank | Trailer | FMT | N/A | XSD | DECOMMISSIONED | 4 | 2021-12-22
HE906304 | K6-1847 | GENERATOR, MOBILE, PUMPER, DIESEL | Generator-Portable-Diesel | SPE | PM | FOS | OPERATING | 4 | 2019-08-29
HE906314 | M7-1362 | HMF Pump House, Fire Engine No.1 | Engine-Fire | WWS | PM/RI | FOS | OPERATING | 4 | 2024-05-07
HE906316 | K6-0848 | Engine Pump, portable, Honda, Fire Suppression | Engine-Fire | FMT | PM | FOS | OPERATING | 3 | 2024-02-21
HE906318 | K6-0848 | Engine Pump, portable, Honda, Fire Suppression | Engine-Fire | FMT | PM | FOS | OPERATING | 3 | 2024-02-21
HE906320 | K6-0947 | Utility Annex, Fire Engine No. 1 | Engine-Fire | FMT | PM/RI | FOS | OPERATING | 4 | 2024-04-15
HE906322 | K6-0947 | Utility Annex, Fire Engine No. 2 | Engine-Fire | FMT | PM/RI | FOS | OPERATING | 4 | 2024-04-15
HE906324 | K6-0947 | Utility Annex, Fire Engine No. 3 | Engine-Fire | FMT | PM/RI | FOS | OPERATING | 4 | 2024-04-15
HE906326 | K6-0947 | Utility Annex, Fire Engine No. 4 | Engine-Fire | FMT | PM/RI | FOS | OPERATING | 4 | 2024-04-15
HE906332 | J6-2466 | Fire Engine No. 4, FIRE PUMP (FOAM), CUMMINS | Engine-Fire | FMT | PM/RI | FOS | OPERATING | 4 | 2024-05-10
HE906334 | J7-1388 | Water Pump Station, Engine No. 4, with 20 Gallon PE | Engine-Fire | WWS | PM/RI | FOS | OPERATING | 4 | 2024-05-13
HE907222 | M6-0486 | TOW BAR 747 | Heavy Equipment Misc | FMT |  | NOS | DECOMMISSIONED | 4 | 2012-03-15
HE907252 | M6-0486 | WELDER, DIESEL | Welder | MEC | PM | FOS | OPERATING | 4 | 2024-02-28
HE907283 | K6-0848 | AERIAL PLATFORM, SIMONS 60 | Lift-Aerial-Battery | FMT | N/A | XSD | DECOMMISSIONED | 4 | 2018-03-27
HE907285 | K6-0848 | AERIAL PLATFORM, SIMONS 60 | Lift-Aerial-Battery | FMT | PM/TS | NOS | DECOMMISSIONED | 4 | 2018-03-27
HE907302 | M6-0486 | TRAILER MOUNTED WELDER, DIESEL | Welder | FMT | PM | FOS | OPERATING | 3 | 2023-02-07
HE907331 | K6-1996 | MANLIFT, UPRIGHT TIGER, XL24 | Lift | FMT | N/A | XSD | DECOMMISSIONED | 4 | 2015-07-21
HE907369 | K6-1996 | TRAILER, CABLE REEL | Trailer | FMT | N/A | NIC | NOT_IN_CONTRACT | 3 | 2014-09-12
HE907371 | M6-0589 | TRAILER, CABLE REEL | Trailer | FMT | N/A | NIC | NOT_IN_CONTRACT | 4 | 2014-06-26
HE907373 | K6-1896 | AERIAL PLATFORM, SIMONS 62, SELF-PROPELLED | Lift-Aerial | FMT | N/A | XSD | DECOMMISSIONED | 2 | 2016-04-25
HE907375 | K6-0848 | AERIAL PLATFORM, SIMONS 62 | Lift-Aerial | FMT | N/A | XSD | DECOMMISSIONED | 2 | 2016-04-25
HE907384 | M7-0360 | MANLIFT 750LB/20FT (GROVE) | Lift-Personnel | MEC | PM | FOS | OPERATING | 4 | 2024-04-23
HE907405 | M6-0486 | Aerial Platform, Bronto 180, with 100+ Gallon Tank | Lift-Aerial | MEC | N/A | XSD | DECOMMISSIONED | 2 | 2017-02-14
HE907408 | J6-2466 | LIFT-PERSONNEL, HYD, 800 LBS, PORT | Lift-Personnel | FMT | N/A | NIC | NOT_IN_CONTRACT | 2.81 | 2013-10-24
HE907412 | K6-1446D | LIFT, PERSONNEL, HYD, 800 LBS, PORTABLE | Lift-Personnel | FMT | PM | FOS | OPERATING | 2.71 | 2013-10-24
HE907423 | K6-1996 | Aerial Platform, JLG 100 | Lift-Aerial | MEC | N/A | XSD | DECOMMISSIONED | 3.13 | 2013-10-24
HE907427 | K6-1847 | Aerial Platform, Scissor Lift, JLG, 20ft, Commander | Lift-Scissor | MEC | PM | FOS | OPERATING | 4 | 2024-05-10
HE907430 | M6-0486 | SAW, CHAIN 18" | Saw-Large | FMT | PM | FOS | OPERATING | 3 | 2023-01-31
HE907437 | M6-0798 | Platform, Scissor Lift, 50 ft | Lift-Scissor | MEC | N/A | XSD | DECOMMISSIONED | 4 | 2018-03-28
HE907440 | M6-0486 | SCISSORS LIFT, 24 FT | Lift-Scissor | MEC | PM | FOS | OPERATING | 3 | 2022-09-03
HE907441 | K6-1247 | LIFT, ELECT, PERSONNEL, GENIE | Lift-Personnel | FMT | N/A | XSD | DECOMMISSIONED | 2.91 | 2013-10-29
HE907442 | M7-0360 | AIR COMPRESSOR, PORTABLE, OIL FREE W/ AIR DRYER AND TANK | Compressors-Air-Portable | HVC | RTF | FOS | OPERATING | 4 | 2013-04-25
HE907450 | M6-0744 | SCISSORS, LIFT | Lift-Scissor | MEC | PM | FOS | OPERATING | 4 | 2024-04-10
HE907459 | K6-0848 | SCISSOR AERIAL LIFT XL-19, UPRIGHT | Lift-Scissor | MEC | PM | FOS | OPERATING | 3 | 2024-05-02
HE907465 | K6-1350 | Crown Wave Manlift | Lift-Aerial | FMT | PM | FOS | OPERATING | 3 | 2023-10-02
HE907467 | K6-1350 | Floor Tile Remover | Tools-Shop | FMT | PM | FOS | OPERATING | 4 | 2024-05-02
HE907477 | K6-1996D | SCISSOR MANLIFT, ELECTRIC, GENIE, 26' PLTFM HEIGHT | Lift-Scissor | MEC | PM | FOS | OPERATING | 4 | 2024-05-10
HE907483 | K6-2045 | AERIAL PLATFORM, JLG, TRAILER DRIVEN | Lift-Aerial | FMT | N/A | NIC | NOT_IN_CONTRACT | 3.4 | 2014-03-12
HE907485 | K6-2045 | AERIAL PLATFORM, UPRIGHT MANLIFT MX-19 | Lift-Scissor | FMT | PM | FOS | OPERATING | 4 | 2024-05-10
HE907490 | K6-1446 | MANLIFT VERTICAL 1000LB (UPRIGHT) | Lift-Personnel | MEC | N/A | XSD | DECOMMISSIONED | 4 | 2023-03-02
HE907492 | K6-1446 | MANLIFT VERTICAL 1000LB (UPRIGHT) | Lift-Personnel | MEC | N/A | XSD | DECOMMISSIONED | 4 | 2022-11-30
HE907493 | K6-1547 | Floor Sweeper, Propane Fueled | Tools-Shop | MEC | N/A | XSD | DECOMMISSIONED | 4 | 2022-08-22
HE907498 | M6-1628 | CLEANER PRESSURE PORTABLE | Pressure Washer | SPE | N/A | XSD | DECOMMISSIONED | 3 | 2012-08-31
HE907533 | M6-0539 | LIFT, PERSONNEL, GENIE, BATTERY, PORTABLE, 350 LBS, AWP-24 | Lift-Personnel | FMT | N/A | NIC | NOT_IN_CONTRACT | 2.83 | 2013-11-05
HE907544-C | M7-0505 | LIFT PRESTO (LEE) | Lift-Personnel | FMT | PM | FOS | OPERATING | 4 | 2023-06-16
HE907550 | K6-1896 | 4 WHEELER | Cart-4 Wheeler | FMT | N/A | NIC | NOT_IN_CONTRACT | 3 | 2015-11-10
HE907564 | M7-0360 | Work Platform, 500 LB, Aerial, Boom Supported, Electric, Upright | Platform | FMT | PM | FOS | OPERATING | 4 | 2024-05-07
HE907572 | K6-1896 | 4 WHEELER | Cart-4 Wheeler | FMT | N/A | NIC | NOT_IN_CONTRACT | 3.03 | 2014-03-12
HE907576 | M6-0486 | PLATFORM, 110' WORK HEIGHT, AERIAL, MOBILE | Lift-Platform | FMT | PM | FOS | OPERATING | 3 | 2021-07-28
HE907578 | M6-1624 | STRIPER, LINE, LASER PAINTER | Heavy Equipment Misc | FMT | RTF | FOS | OPERATING | 4 | 2010-06-21
HE907580 | J6-2466 | WORK PLATFORM, AERIAL, BOOM SUPPORTED, ELECTRIC, GENIE | Lift-Personnel | FMT | N/A | NIC | NOT_IN_CONTRACT | 2.81 | 2014-01-23
HE907584 | M7-0360 | SCISSOR LIFT ELECTRIC (UPRIGHT) | Lift-Scissor | MEC | PM | FOS | OPERATING | 4 | 2024-05-06
HE907586 | M7-0360 | SCISSOR LIFT ELECTRIC (UPRIGHT) | Lift-Scissor | MEC | PM | FOS | OPERATING | 4 | 2024-05-06
HE907588 | K7-0569 | SAW, CHAIN | Heavy Equipment Misc | FMT | RTF | FOS | OPERATING | 3 | 2013-03-25
HE907604 | M7-0505 | PLATFORM LIFT (WESCO) | Lift-Platform | MEC | PM | FOS | OPERATING | 4 | 2023-06-22
HE907606 | M6-1625 | PRESSURE WASHER | Pressure Washer-Large | FMT | N/A | XSD | DECOMMISSIONED | 4 | 2017-06-29
HE907632 | K6-1247 | TRAILER MOUNTED WELDER, DIESEL | Welder | FMT | PM | FOS | OPERATING | 4 | 2024-05-05
HE907634 | M7-0505 | GENIE MANLIFT, SELF-PROPELLED | Lift-Personnel | FMT | N/A | XSD | DECOMMISSIONED | 1 | 2017-05-23
HE907638 | K6-2196 | FOGGER | Fogger | FMT | N/A | NIC | NOT_IN_CONTRACT | 4 | 2013-08-30
HE907640 | K6-2196 | FOGGER | Fogger | FMT | N/A | NIC | NOT_IN_CONTRACT | 4 | 2013-05-28
HE907652 | M6-0486 | MANLIFT, 80 FT |  | FMT | N/A | NIC | NOT_IN_CONTRACT | 4 | 2010-09-08
HE907660 | M6-1625 | PRESSURE WASHER | Pressure Washer-Large | FMT | N/A | XSD | DECOMMISSIONED | 3 | 2017-10-11
HE907674 | K6-1996D | ARTICULATED BOOM LIFT, 80FT ( JLG ), DIESEL | Lift-Boom | FMT | PM | FOS | OPERATING | 4 | 2022-06-24
HE907676 | M7-0360 | SINGLE MANLIFT 20FT (JLG) | Lift-Personnel | MEC | PM | FOS | OPERATING | 4 | 2023-11-01
HE907678 | M7-0360 | SCISSOR LIFT ELECTRIC 20FT (GENIE) | Lift-Scissor | MEC | PM | FOS | OPERATING | 4 | 2024-05-06
HE907680 | M7-0355 | Scissor Lift, Electric, 20ft, Genie | Lift-Scissor | FMT | PM | FOS | OPERATING | 4 | 2024-05-01
HE907682 | M7-0360 | SCISSOR LIFT ELECTRIC 20FT (GENIE) | Lift-Scissor | MEC | PM | FOS | OPERATING | 4 | 2024-05-10
HE907684 | M7-1354 | SCISSOR LIFT ELECTRIC 20FT (GENIE) | Lift-Scissor | MEC | PM | FOS | OPERATING | 4 | 2023-12-22
HE907688 | M7-0505 | SINGLE MANLIFT 20FT (JLG) | Lift-Personnel | MEC | PM | FOS | OPERATING | 4 | 2024-02-21
HE907690 | M7-0360 | WORK PLATFORM, AERIAL, BOOM SUPPORTED, ELECTRIC, JLG | Lift-Personnel | MEC | PM | FOS | OPERATING | 4 | 2024-02-01
HE907692 | M7-0407 | SCISSOR LIFT ELECTRIC 25FT, GENIE | Lift-Scissor | MEC | PM | FOS | OPERATING | 3 | 2024-05-10
HE907694 | M7-0360 | SCISSOR LIFT ELECTRIC 25FT, GENIE | Lift-Scissor | MEC | PM | FOS | OPERATING | 4 | 2024-05-06
HE907698 | K6-1896 | GEOPROBE TRUCK / SAMPLING MACHINE | Truck-TBD | FMT | N/A | NIC | NOT_IN_CONTRACT | 3 | 2015-11-11
HE907706 | M7-1354 | Aerial Platform, Electric, Boom, 86ft, JLG | Lift-Boom | FMT | PM | FOS | OPERATING | 4 | 2024-05-13
HE907712 | M6-0486 | LIFT, BALLYMORE, 300 LB, Portable Stairs | Platform | MEC | RTF | FOS | OPERATING | 4 | 2010-10-08
HE907726 | M6-0486 | CHAIN SAW, STIHL | Saw-Large | FMT | PM | FOS | OPERATING | 4 | 2023-07-26
HE907730 | M7-0407 | WORK PLATFORM, AERIAL, BOOM SUPPORTED, ELECTRIC | Lift-Personnel | FMT | PM | FOS | OPERATING | 4 | 2024-05-03
HE907732 | 73720 | SAFETY STAIRS (FOR TANKER) | Safety Stairs | FMT | N/A | NIC | NOT_IN_CONTRACT | 3 | 2015-05-19
HE907734 | 73720 | SAFETY STAIRS (FOR TANKER) | Safety Stairs | FMT | N/A | NIC | NOT_IN_CONTRACT | 3 | 2015-05-20
HE907736 | K6-2096 | CONCRETE SAW | Tools-Shop | FMT | N/A | XSD | DECOMMISSIONED | 4 | 2020-01-07
HE907756 | K6-1246 | WORK PLATFORM, AERIAL, TRAILER MOUNTED, JLG | Lift-Personnel | FMT | PM | FOS | OPERATING | 4 | 2023-01-20
HE907758 | K6-1246 | WORK PLATFORM, AERIAL, TRAILER MOUNTED, JLG | Lift-Personnel | FMT | PM | FOS | OPERATING | 4 | 2023-02-01
HE907764 | M6-1625 | PRESSURE WASHER, GAS | Pressure Washer-Large | FMT | PM | FOS | OPERATING | 3 | 2023-06-07
HE907766 | M6-1624 | PRESSURE WASHER, GAS | Pressure Washer-Large | FMT | PM | FOS | OPERATING | 3 | 2021-02-17
HE907808 | M6-0486 | WORK PLATFORM, AERIAL, BOOM SUPPORTED, ELECTRIC, GENIE | Lift-Personnel | FMT | PM | FOS | OPERATING | 4 | 2024-03-20
HE907810 | L6-0247 | WORK PLATFORM, AERIAL, BOOM SUPPORTED, GENIE | Lift-Personnel | FMT | PM | FOS | OPERATING | 3 | 2024-05-08
HE907812 | L6-0248 | Scissor Lift, Electric, 26ft, SkyJack | Lift-Scissor | MEC | PM | FOS | OPERATING | 4 | 2024-05-02
HE907822 | L6-0248 | LIFT, JLG BOOM 60' | Lift-Personnel | FMT | N/A | XSD | DECOMMISSIONED | 4 | 2018-12-07
HE907824 | L6-0248 | PLATFORM, AERIAL LIFT | Lift-Scissor | MEC | N/A | XSD | DECOMMISSIONED | 4 | 2017-07-25
HE907826 | L6-0248 | PLATFORM, AERIAL LIFT | Lift-Scissor | MEC | PM | FOS | OPERATING | 4 | 2024-05-02
HE907828 | L6-0248 | PLATFORM, AERIAL LIFT | Lift-Scissor | MEC | N/A | XSD | DECOMMISSIONED | 4 | 2017-05-05
HE907830 | L6-0248 | PLATFORM, AERIAL LIFT | Lift-Scissor | MEC | N/A | XSD | DECOMMISSIONED | 3 | 2017-05-11
HE907832 | L6-0248 | PLATFORM, AERIAL LIFT | Lift-Scissor | MEC | PM/TS | XSD | PENDING | 4 | 2023-08-21
HE907834 | M6-1624 | WASHER, PRESSURE (POWERSHOT) | Pressure Washer-Large | FMT | N/A | XSD | DECOMMISSIONED | 3 | 2016-02-16
HE907836 | M6-1624 | WASHER, PRESSURE (POWERSHOT) | Pressure Washer-Large | FMT | PM | FOS | OPERATING | 3 | 2020-06-25
HE907848 | M6-0698 | Engine, Trailer Mounted | Engine-Trailer | FMT | PM | FOS | OPERATING | 3 | 2023-12-12
HE907850 | K6-1996D | Engine, Trailer Mounted | Engine-Trailer | FMT | PM | FOS | OPERATING | 3 | 2023-07-12
HE907852 | K6-0848 | Engine, Trailer | Engine-Trailer | FMT | N/A | XSD | DECOMMISSIONED | 4 | 2023-05-02
HE907856 | M6-0486 | Concrete saw | Saw-Large | FMT | PM | FOS | OPERATING | 3 | 2024-03-20
HE907864 | K6-1996D | Engine, Trailer Mounted (Trailer HE501030 / ECN 1124775) | Engine-Trailer | FMT | PM | FOS | OPERATING | 3 | 2021-05-12
HE907866 | M7-1104 | Aerial lift, 60 FT, JLG, electric | Lift-Aerial-Battery | FMT | PM | FOS | OPERATING | 4 | 2024-05-14
HE907870 | K6-0848 | Engine, Trailer | Engine-Trailer | FMT | PM | FOS | OPERATING | 2 | 2023-06-01
HE907876 | M7-1104 | LIFT, ARTICULATING BOOM 40' ELECTRIC | Lift-Aerial-Battery | FMT | PM | FOS | OPERATING | 4 | 2024-05-14
HE907878 | K6-1996D | Aerial Lift, 120 FT, Diesel | Lift-Personnel | MEC | PM | FOS | OPERATING | 4 | 2024-04-18
HE907880 | K6-1247 | WELDING MACHINE, DIESEL | Welder | FMT | PM | FOS | OPERATING | 4 | 2024-05-05
HE907882 | L6-0247 | Scissor lift, Electric, 26ft. | Lift-Scissor | FMT | PM | FOS | OPERATING | 4 | 2024-05-02
HE907884 | L6-0247 | Scissor lift, Electric, 26ft. | Lift-Scissor | FMT | PM | FOS | OPERATING | 4 | 2024-05-10
HE907894 | M7-0505 | ARTICULATED BOOM LIFT, 80FT ( JLG ), DIESEL | Lift-Boom | FMT | PM | FOS | OPERATING | 4 | 2024-04-24
HE907896 | K6-1996H | JLG, Manlift, 120Ft., Diesel | Lift-Aerial | FMT | PM | FOS | OPERATING | 4 | 2024-03-19
HE907898 | 66240 | Work Platform, Aerial, Boom Supported, Electric, Genie | Lift-Aerial | FMT | PM | FOS | OPERATING | 4 | 2024-04-05
HE907900 | K6-0848 | Aerial lift, 60 Ft, JLG, electric | Lift-Aerial | FMT | PM | FOS | OPERATING | 4 | 2024-04-04
HE907902 | K6-0848 | Aerial lift, 60 Ft, JLG, electric | Lift-Aerial | FMT | PM | FOS | OPERATING | 4 | 2024-04-04
HE907904 | K6-0848 | Aerial lift, 60 Ft, JLG, electric | Lift-Aerial | FMT | PM | FOS | OPERATING | 4 | 2024-04-04
HE907906 | K6-0848 | Aerial lift, 60 Ft, JLG, electric | Lift-Aerial | FMT | PM | FOS | OPERATING | 4 | 2024-04-04
HE907908 | KSC | Lift, Telescopic Boom | Lift-Boom | FMT | PM | FOS | OPERATING | 4 | 2024-03-20
HE907916 | K6-0743 | STEAM/PRESSURE WASHER, GAS | Pressure Washer-Large | FMT | PM | FOS | OPERATING | 4 | 2023-09-28
HE907918 | M6-0698 | Floor Sweeper, Ride-on | Sweeper | FMT | PM | FOS | OPERATING | 4 | 2023-12-14
HE907920 | M6-0794 | Floor Sweeper, Ride-on | Sweeper | FMT | PM | FOS | OPERATING | 4 | 2023-12-18
HE907928 | M7-1104 | STEAM/PRESSURE WASHER, GAS | Pressure Washer-Large | FMT | PM | FOS | OPERATING | 4 | 2024-04-04
HE907930 | K6-0894 | Aerial Man Lift, JLG, 45 ft, Electric | Lift-Aerial-Battery | FMT | PM | FOS | OPERATING | 4 | 2024-05-13
HE907932 | K6-0894 | Aerial Manlift, JLG, 60 ft, Electric | Lift-Aerial-Battery | FMT | PM | FOS | OPERATING | 4 | 2024-05-13
HE907934 | K6-0894 | Aerial Man Lift, JLG, 60 FT, Electric | Lift-Aerial-Battery | FMT | PM | FOS | OPERATING | 4 | 2024-05-13
HE907938 | M7-0360 | Aerial lift, 80 Ft, JLG, electric | Lift-Aerial | FMT | PM | FOS | OPERATING | 4 | 2024-05-08
HE907954 | J7-0688 | PRESSURE WASHER, GAS | Pressure Washer-Large | FMT | PM | FOS | OPERATING | 5 | 2023-11-28
HE907964 | K6-0894 | Aerial Man Lift, Genie, 45 Ft, Electric | Lift-Aerial-Battery | FMT | PM | FOS | OPERATING | 4 | 2024-05-13
HE907966 | K6-0894 | Manlift, MLE, 750 lbs | Lift-Aerial-Battery | FMT | PM | FOS | OPERATING | 4 | 2024-05-13
HE910102 | M6-0493 | RAIL BACK-HOE | Track Hoe | FMT | N/A | XSD | DECOMMISSIONED | 1 | 2016-12-21
HEBFMS001 | L6-0248 | DRUM HANDLING DEVICE, FORKLIFT | Drum Handling | FMT | N/A | XSD | DECOMMISSIONED | 4 | 2018-05-23
HEBFMS002 | L6-0248 | Fork Hook, Coldwell, 3000 lbs (HE401) | Hook-Lifting | FMT | PM | FOS | OPERATING | 4 | 2023-05-09
HEBFMS003 | L6-0248 | Fork Hook, Coldwell, 3000 lbs (HE401) | Hook-Lifting | FMT | PM | FOS | OPERATING | 4 | 2023-05-09
HEBL0001 | K6-1996D | Step Van, Rigging, Blue | Rigging | FMT | PM | FOS | OPERATING | 4 | 2024-01-25
HECLSB008 | M7-0557 | Spreader Beam, Caldwell, 4,000 LBS. | Lift | FMT | PM | FOS | OPERATING | 4 | 2023-08-25
HECPEB0001 | M7-0407 | Eye Bolt, 1/4 IN, 650 LBS | Heavy Equipment Misc | FMT | PM | FOS | OPERATING | 4 | 2024-04-29
HECPEB0002 | M7-0407 | Eye Bolt, 1/4 IN, 650 LBS | Heavy Equipment Misc | FMT | PM | FOS | OPERATING | 4 | 2023-04-06
HECPEB0006 | M7-0407 | Eye Bolt, 3/8 IN, 1,550 LBS | Heavy Equipment Misc | FMT | PM | FOS | OPERATING | 4 | 2023-04-03
HECPEB0008 | M7-0407 | Eye Bolt, 5/8 IN, 5,000 LBS | Heavy Equipment Misc | FMT | PM | FOS | OPERATING | 4 | 2023-04-06
HECPSH0001 | M7-0407 | SHACKLE, 3/8" 2,000 LBS | Shackle Pin | FMT | PM | FOS | OPERATING | 4 | 2023-04-03
HECPSH0002 | M7-0407 | SHACKLE, 3/8" 2,000 LBS | Shackle Pin | FMT | PM | FOS | OPERATING | 4 | 2024-04-29
HECPSH0003 | M7-0407 | SHACKLE, 1/2" 4,000 LBS | Shackle Pin | FMT | PM | FOS | OPERATING | 4 | 2023-04-06
HECPSH0004 | M7-0407 | SHACKLE, 1/2" 4,000 LBS | Shackle Pin | FMT | PM | FOS | OPERATING | 4 | 2023-04-04
HECPWR0001 | M7-0407 | WIRE ROPE, 1/8" X 1' 350 LBS | Sling | FMT | PM | FOS | OPERATING | 4 | 2023-04-05
HECPWS0001 | M7-0407 | STRAP NYLON, 2" X 4' 3,200 LBS | Sling | FMT | PM | FOS | OPERATING | 4 | 2023-04-05
HECPWS0002 | M7-0407 | STRAP NYLON, 2" X 4' 3,200 LBS | Sling | FMT | PM | FOS | OPERATING | 4 | 2023-04-05
HECPWS0003 | M7-0407 | STRAP NYLON, 2" X 4' 3,200 LBS | Sling | FMT | PM | FOS | OPERATING | 4 | 2023-04-03
HECPWS0005 | M7-0407 | STRAP NYLON, 2" X 6' 3,200 LBS | Sling | FMT | PM | FOS | OPERATING | 4 | 2024-04-30
HECPWS0006 | M7-0407 | STRAP NYLON, 2" X 10' 6,400 LBS | Sling | FMT | PM | FOS | OPERATING | 4 | 2024-04-30
HECPWS0007 | M7-0407 | STRAP NYLON, 2" X 10' 6,400 LBS | Sling | FMT | PM | FOS | OPERATING | 4 | 2024-04-29
HEEFT001 | M7-0360 | EMERGENCY FUEL TANK #1, with 500 Gallon Tank | Tanks-Fuel | FMT | PM/RI | FOS | OPERATING | 4 | 2024-04-16
HEEFT002 | M7-0360 | EMERGENCY FUEL TANK #2, with 500 Gallon Tank | Tanks-Fuel | FMT | PM/RI | FOS | OPERATING | 3 | 2024-04-16
HEEFT003 | M7-0360 | EMERGENCY FUEL TANK #3, with 500 Gallon Tank | Tanks-Fuel | FMT | PM/RI | FOS | OPERATING | 3 | 2024-04-16
HEELSH0001 | K6-0848 | Shackle, 5/8", 6,500 LBS. | Shackle Pin | FMT | PM | FOS | OPERATING | 4 | 2024-04-22
HEELSH0002 | K6-0848 | Shackle, 5/8", 6,500 LBS. | Shackle Pin | FMT | PM | FOS | OPERATING | 4 | 2024-04-22
HEELSH0003 | K6-0848 | Shackle, 5/8", 6,500 LBS. | Shackle Pin | FMT | PM | FOS | OPERATING | 4 | 2023-05-08
HEELSH0004 | K6-0848 | Shackle, 5/8", 6,500 LBS. | Shackle Pin | FMT | PM | FOS | OPERATING | 4 | 2024-04-22
HEELSH0005 | K6-0848 | Shackle, 3/4", 9,500 LBS. | Shackle Pin | FMT | PM | FOS | OPERATING | 4 | 2023-04-10
HEELSH0006 | K6-0848 | Shackle, 3/4", 9,500 LBS. | Shackle Pin | FMT | PM | FOS | OPERATING | 4 | 2024-04-22
HEELSH0007 | K6-0848 | Shackle, 3/4", 9,500 LBS. | Shackle Pin | FMT | PM | FOS | OPERATING | 4 | 2023-04-06
HEELSH0008 | K6-0848 | Shackle, 3/4", 9,500 LBS. | Shackle Pin | FMT | PM | FOS | OPERATING | 4 | 2024-04-30
HEELSH0009 | K6-0848 | Shackle, 1 1/4", 24,000 LBS. | Shackle Pin | FMT | PM | FOS | OPERATING | 4 | 2023-05-08
HEELSH0010 | K6-0848 | Shackle, 1 1/4", 24,000 LBS. | Shackle Pin | FMT | PM | FOS | OPERATING | 4 | 2023-04-10
HEELSH0011 | K6-0848 | Shackle, 1 1/4", 24,000 LBS. | Shackle Pin | FMT | PM | FOS | OPERATING | 4 | 2023-11-14
HEELWS0001 | K6-0848 | Web Sling, 3', 6,400 LBS. | Sling | FMT | PM | FOS | OPERATING | 4 | 2023-05-08
HEELWS0002 | K6-0848 | Web Sling, 3', 6,400 LBS. | Sling | FMT | PM | FOS | OPERATING | 4 | 2024-04-22
HEELWS0003 | K6-0848 | Web Sling, 4', 6,400 LBS. | Sling | FMT | PM | FOS | OPERATING | 4 | 2024-04-22
HEELWS0004 | K6-0848 | Web Sling, 4', 6,400 LBS. | Sling | FMT | PM | FOS | OPERATING | 4 | 2023-04-10
HEELWS0005 | K6-0848 | Web Sling, 6', 6,400 LBS. | Sling | FMT | PM | FOS | OPERATING | 4 | 2024-04-22
HEELWS0006 | K6-0848 | Web Sling, 6', 6,400 LBS. | Sling | FMT | PM | FOS | OPERATING | 4 | 2024-04-22
HEELWS0007 | K6-0848 | Web Sling, 8', 6,400 LBS. | Sling | FMT | PM | FOS | OPERATING | 4 | 2024-04-23
HEELWS0008 | K6-0848 | Web Sling, 8', 6,400 LBS. | Sling | FMT | PM | FOS | OPERATING | 4 | 2024-04-22
HEELWS0009 | K6-0848 | Web Sling, 10', 6,400 LBS. | Sling | FMT | PM | FOS | OPERATING | 4 | 2023-04-11
HEELWS0010 | K6-0848 | Web Sling, 10', 6,400 LBS. | Sling | FMT | PM | FOS | OPERATING | 4 | 2024-04-22
HEELWS0011 | K6-0848 | Web Sling, 6' X 4"" 11,500 LBS. | Sling | FMT | PM | FOS | OPERATING | 4 | 2023-11-09
HEELWS0012 | K6-0848 | Web Sling, 6' X 4"" 11,500 LBS. | Sling | FMT | PM | FOS | OPERATING | 4 | 2023-11-09
HEELWS0013 | K6-0848 | Web Sling, 8' X 4"" 11,500 LBS. | Sling | FMT | PM | FOS | OPERATING | 4 | 2023-11-09
HEELWS0014 | K6-0848 | Web Sling, 8' X 4"" 11,500 LBS. | Sling | FMT | PM | FOS | OPERATING | 4 | 2023-11-14
HEFCMS0001 | K6-0848 | BEEM CLAMP, 8,000 LB | Heavy Equipment Misc | FMT | PM | FOS | OPERATING | 4 | 2023-01-16
HEFCMS0002 | K6-0848 | CHAIN FALL 1,500 LBS. | Rigging | FMT | PM | FOS | OPERATING | 4 | 2024-01-26
HEFCMS0003 | K6-0848 | CHAIN FALL 1,500 LBS. | Rigging | FMT | PM | FOS | OPERATING | 4 | 2024-01-25
HEFCMS0004 | K6-0848 | CHAIN FALL 3,000 LBS. | Rigging | FMT | PM | FOS | OPERATING | 4 | 2024-01-26
HEFCSH0001 | K6-0848 | SHACKLE, 3/4" 9,500 LBS | Shackle Pin | FMT | N/A | XSD | DECOMMISSIONED | 4 | 2015-05-29
HEFCSH0002 | K6-0848 | SHACKLE, 3/4" 9,500 LBS | Shackle Pin | FMT | N/A | XSD | DECOMMISSIONED | 4 | 2015-05-29
HEFCSH0003 | K6-0848 | SHACKLE, 3/4" 9,500 LBS | Shackle Pin | FMT | N/A | XSD | DECOMMISSIONED | 4 | 2015-05-29
HEFCSH0004 | K6-0848 | SHACKLE, 5/8" 6,500 LBS | Shackle Pin | FMT | N/A | XSD | DECOMMISSIONED | 4 | 2015-05-29
HEFCSH0005 | K6-0848 | SHACKLE, 5/8" 6,500 LBS | Shackle Pin | FMT | N/A | XSD | DECOMMISSIONED | 4 | 2015-05-29
HEFCSH0006 | K6-0848 | SHACKLE, 5/8" 6,500 LBS | Shackle Pin | FMT | N/A | XSD | DECOMMISSIONED | 4 | 2015-05-29
HEFCSH0007 | K6-0848 | SHACKLE, 5/8" 6,500 LBS | Shackle Pin | FMT | N/A | XSD | DECOMMISSIONED | 4 | 2015-05-29
HEFCSH0008 | K6-0848 | SHACKLE, 5/8" 6,500 LBS | Shackle Pin | FMT | N/A | XSD | DECOMMISSIONED | 4 | 2015-05-29
HEFCSH0009 | K6-0848 | SHACKLE, 5/8" 6,500 LBS | Shackle Pin | FMT | N/A | XSD | DECOMMISSIONED | 4 | 2015-05-29
HEFCWS0001 | K6-0848 | Strap Nylon, 10' X 2" 6,400 lbs | Sling | FMT | N/A | XSD | DECOMMISSIONED | 4 | 2015-06-03
HEFCWS0002 | K6-0848 | Strap Nylon, 10' X 2" 6,400 lbs | Sling | FMT | N/A | XSD | DECOMMISSIONED | 4 | 2015-06-02
HEFCWS0003 | K6-0848 | Strap Nylon, 10' X 2" 6,400 lbs | Sling | FMT | PM | FOS | OPERATING | 4 | 2023-07-14
HEFCWS0004 | K6-0848 | Strap Nylon, 10' X 2" 6,400 lbs | Sling | FMT | PM | FOS | OPERATING | 4 | 2023-07-14
HEFCWS0005 | K6-0848 | Strap Nylon, 8' X 2" 6,500 lbs | Sling | FMT | N/A | XSD | DECOMMISSIONED | 3 | 2015-05-29
HEFCWS0006 | K6-0848 | Strap Nylon, 6' X 2" 6,500 lbs | Sling | FMT | PM | FOS | OPERATING | 4 | 2023-07-14
HEFCWS0007 | K6-0848 | Strap Nylon, 4' X 2" 6,500 lbs | Sling | FMT | N/A | XSD | DECOMMISSIONED | 4 | 2015-05-29
HEFCWS0008 | K6-0848 | Strap Nylon, 4' X 2" 6,500 lbs | Sling | FMT | N/A | XSD | DECOMMISSIONED | 4 | 2015-05-29
HEFCWS0009 | K6-0848 | Strap Nylon, 4' X 2" 6,500 lbs | Sling | FMT | PM | FOS | OPERATING | 4 | 2023-07-14
HEFCWS0010 | K6-0848 | Strap Nylon, 3' X 2" 6,500 lbs | Sling | FMT | PM | FOS | OPERATING | 4 | 2023-07-14
HEFCWS0011 | K6-0848 | Strap Nylon, 3' X 2" 6,500 lbs | Sling | FMT | PM | FOS | OPERATING | 4 | 2023-07-14
HEFCWS0012 | K6-0848 | Strap Nylon, 3' X 2" 6,500 lbs | Sling | FMT | PM | FOS | OPERATING | 4 | 2023-07-14
HEFCWS0013 | K6-0848 | Strap Nylon, 3' X 2" 6,500 lbs | Sling | FMT | N/A | XSD | DECOMMISSIONED | 4 | 2015-05-29
HEFDMS0001 | J6-2370 | LADDER, 14 FT EXTENSION | Ladder | FMT | N/A | XSD | DECOMMISSIONED | 4 | 2019-11-20
HEFDMS0002 | J6-2370 | LADDER, 10 FT FOLDING | Ladder | FMT | N/A | XSD | DECOMMISSIONED | 4 | 2019-11-20
HEFDMS0003 | J6-2370 | LADDER, 24 FT EXTENSION | Ladder | FMT | N/A | XSD | DECOMMISSIONED | 4 | 2019-11-20
HEFDMS0004 | J6-2370 | LADDER, 35 FT EXTENSION | Ladder | FMT | N/A | XSD | DECOMMISSIONED | 4 | 2019-11-20
HEFDMS0005 | J6-2370 | LADDER, 16 FT ROOF HOOK | Ladder | FMT | N/A | XSD | DECOMMISSIONED | 4 | 2019-11-20
HEFDMS0006 | J6-2370 | LADDER, 14 FT COMBINATION | Ladder | FMT | PM | FOS | OPERATING | 4 | 2023-12-05
HEFDMS0007 | J6-2370 | LADDER, 24 FT EXTENSION | Ladder | FMT | PM | FOS | OPERATING | 4 | 2024-01-30
HEFDMS0008 | J6-2370 | LADDER, 16 FT EXTENSION | Ladder | FMT | N/A | XSD | DECOMMISSIONED | 4 | 2017-03-08
HEFDMS0009 | J6-2370 | LADDER, 30 ft EXTENSION | Ladder | FMT | N/A | XSD | DECOMMISSIONED | 4 | 2017-03-08
HEFDMS0010 | J6-2370 | LADDER, 16 ft ROOF HOOK | Ladder | FMT | N/A | XSD | DECOMMISSIONED | 4 | 2017-03-07
HEFDMS0011 | J6-2370 | LADDER, 14 ft ROOF HOOK | Ladder | FMT | N/A | XSD | DECOMMISSIONED | 4 | 2017-04-18
HEFDMS0012 | J6-2370 | LADDER, 24 ft EXTENSION | Ladder | FMT | PM | FOS | OPERATING | 4 | 2024-02-09
HEFDMS0013 | J6-2370 | LADDER, 10 ft ATTIC | Ladder | FMT | PM | FOS | OPERATING | 4 | 2022-01-05
HEFDMS0014 | J6-2370 | LADDER, 14 ft ROOF HOOK | Ladder | FMT | PM | FOS | OPERATING | 4 | 2024-01-29
HEFDMS0015 | M6-0695 | LADDER, 35 ft EXTENSION | Ladder | FMT | N/A | XSD | DECOMMISSIONED | 4 | 2017-03-07
HEFDMS0016 | J6-2370 | LADDER, 24 FT EXTENSION | Ladder | FMT | PM | FOS | OPERATING | 4 | 2024-03-26
HEFDMS0017 | J6-2370 | LADDER, 10 FT ATTIC | Ladder | FMT | PM | FOS | OPERATING | 4 | 2023-07-14
HEFDMS0018 | J6-2370 | LADDER, 14 ft ROOF HOOK | Ladder | FMT | PM | FOS | OPERATING | 4 | 2024-02-12
HEFDMS0019 | J6-2370 | LADDER, 14 ft FOLDING | Ladder | FMT | N/A | XSD | DECOMMISSIONED | 4 | 2022-04-29
HEFDMS0020 | J6-2370 | LADDER, 24 ft EXTENSION | Ladder | FMT | PM | FOS | OPERATING | 4 | 2024-03-29
HEFDMS0021 | J6-2370 | LADDER, 10 ft ATTIC | Ladder | FMT | PM | FOS | OPERATING | 4 | 2023-08-07
HEFDMS0022 | J6-2370 | LADDER, 24 ft EXTENSION | Ladder | FMT | N/A | XSD | DECOMMISSIONED | 4 | 2017-04-19
HEFDMS0023 | J6-2370 | LADDER, 14 ft ROOF HOOK | Ladder | FMT | N/A | XSD | DECOMMISSIONED | 4 | 2022-06-21
HEFDMS0024 | J6-2370 | LADDER, 24 ft EXTENSION | Ladder | FMT | N/A | XSD | DECOMMISSIONED | 4 | 2022-06-22
HEFDMS0025 | J6-2370 | LADDER, 10 ft FOLDING | Ladder | FMT | N/A | XSD | DECOMMISSIONED | 4 | 2022-06-22
HEFDMS0026 | J6-2370 | LADDER, 14 ft ROOF HOOK | Ladder | FMT | PM | FOS | OPERATING | 4 | 2023-07-14
HEFDMS0027 | J6-2370 | LADDER, 24 ft EXTENSION | Ladder | FMT | PM | FOS | OPERATING | 4 | 2023-07-18
HEFDMS0028 | J6-2370 | LADDER, 10 ft FOLDING | Ladder | FMT | PM | FOS | OPERATING | 4 | 2023-07-18
HEFDMS0029 | J6-2370 | LADDER, 24 ft EXTENSION | Ladder | FMT | PM | FOS | OPERATING | 4 | 2023-08-17
HEFDMS0030 | J6-2370 | LADDER, 14 ft ROOF HOOK | Ladder | FMT | N/A | XSD | DECOMMISSIONED | 2 | 2022-08-30
HEFDMS0031 | J6-2370 | LADDER, 10 FT, ATTIC | Ladder | FMT | PM | FOS | OPERATING | 3 | 2024-03-15
HEFDMS0033 | J6-2370 | Ladder 16 ft. Folding | Ladder | FMT | PM/TS | NOS | MISSING | 4 | 2022-10-14
HEFDMS0034 | M6-0695 | LADDER, 14 FT. ROOF HOOK | Ladder | FMT | PM | FOS | OPERATING | 4 | 2023-08-10
HEFDMS0035 | J6-2370 | Ladder 24 ft. Extension | Ladder | FMT | N/A | XSD | DECOMMISSIONED | 4 | 2023-08-15
HEFDMS0036 | J6-2370 | Ladder 16 ft. Folding | Ladder | FMT | PM | FOS | OPERATING | 4 | 2024-04-23
HEFDMS0037 | J6-2370 | Ladder 24 ft. Extension | Ladder | FMT | PM | FOS | OPERATING | 4 | 2023-10-19
HEFDMS0038 | J6-2370 | Ladder 35 ft. Extension | Ladder | FMT | PM | FOS | OPERATING | 4 | 2023-10-16
HEFDMS0039 | J6-2370 | Ladder 16 ft. | Ladder | FMT | PM | FOS | OPERATING | 4 | 2023-10-17
HEFDMS0040 | J6-2370 | Ladder 10 ft. Folding | Ladder | FMT | PM | FOS | OPERATING | 4 | 2023-10-23
HEFDMS0041 | J6-2370 | Ladder, Roof Hook, (On HE704140) | Ladder | FMT | PM | FOS | OPERATING | 4 | 2023-12-05
HEFDMS0042 | J6-2370 | Ladder, Roof Hook, (On HE704140) | Ladder | FMT | PM | FOS | OPERATING | 4 | 2023-12-12
HEFDMS0043 | J6-2370 | Ladder, Extension, (On HE704140) | Ladder | FMT | PM | FOS | OPERATING | 4 | 2023-12-12
HEFDMS0044 | J6-2370 | Ladder, Extension, (On HE704140) | Ladder | FMT | PM | FOS | OPERATING | 4 | 2023-12-11
HEFDMS0045 | J6-2370 | Ladder, Extension, (On HE704140) | Ladder | FMT | PM | FOS | OPERATING | 4 | 2024-01-30
HEFDMS0046 | J6-2370 | Ladder, Folding, (On HE704140) | Ladder | FMT | PM | FOS | OPERATING | 4 | 2023-12-11
HEFDMS0047 | J6-2370 | Ladder Folding, Little Giant | Ladder | FMT | N/A | XSD | DECOMMISSIONED | 1 | 2021-09-07
HEFDMS0048 | J6-2370 | Ladder, Combination | Ladder | FMT | PM | FOS | OPERATING | 4 | 2023-05-24
HEFDMS0049 | J6-2370 | Ladder, Extension | Ladder | FMT | PM | FOS | OPERATING | 4 | 2023-05-24
HEFFART001 | N6-1120 | CENTRAL RADIO MONITORING SYSTEM (CRMS) TRANSCEIVER | CRMS | PSY | N/A | XSD | DECOMMISSIONED | 3 | 2017-03-06
HEFFSH0001 | K7-0416 | SHACKLE, 1 1/4" SCREW PIN, 24000 LBS | Shackle Pin | FMT | N/A | NIC | NOT_IN_CONTRACT | 5 | 2015-01-13
HEFFSH0002 | K7-0416 | SHACKLE, 7/8" SCREW PIN, 19000 LBS | Shackle Pin | FMT | N/A | NIC | NOT_IN_CONTRACT | 5 | 2015-01-13
HEFFSH0004 | 1047 | SHACKLE, SCREW PIN, 3/4", 9,500 lbs | Shackle Pin | FMT | N/A | XSD | DECOMMISSIONED | 4 | 2015-01-12
HEFFSH0005 | 1047 | SHACKLE, SCREW PIN, 3/4", 9,500 lbs | Shackle Pin | FMT | N/A | XSD | DECOMMISSIONED | 4 | 2015-01-12
HEFFSH0006 | 1047 | SHACKLE, SCREW PIN, 7/8", 10,000 lbs | Shackle Pin | FMT | N/A | XSD | DECOMMISSIONED | 4 | 2015-01-12
HEFFWR001 | K7-0416 | SLING, 3 LEG WIRE ROPE, 16750 LBS | Sling | FMT | N/A | NIC | NOT_IN_CONTRACT | 4 | 2015-01-13
HEFFWR002 | K7-0416 | SLING, 3 LEG WIRE ROPE, 16750 LBS | Sling | FMT | N/A | NIC | NOT_IN_CONTRACT | 4 | 2015-01-12
HEFFWR003 | K7-0416 | SLING, 2 LEG WIRE ROPE, 9000 LBS | Sling | FMT | N/A | NIC | NOT_IN_CONTRACT | 4 | 2015-01-13
HEFFWR004 | K7-0416 | SLING, 2 LEG WIRE ROPE, 4500 LBS | Sling | FMT | N/A | NIC | NOT_IN_CONTRACT | 4 | 2015-01-12
HEFFWR005 | K7-0416 | SLING, 3 LEG WIRE ROPE, 4500 LBS | Sling | FMT | N/A | NIC | NOT_IN_CONTRACT | 4 | 2015-01-13
HEFFWR006 | K7-0416 | SLING, 3 LEG WIRE ROPE, 4500 LBS | Sling | FMT | N/A | NIC | NOT_IN_CONTRACT | 4 | 2015-01-13
HEFFWR007 | K7-0416 | SLING, 3 LEG WIRE ROPE, 13800 LBS | Sling | FMT | N/A | NIC | NOT_IN_CONTRACT | 4 | 2015-01-13
HEGO0001 | K6-1996D | Shop Rigging, Gold | Rigging | FMT | PM | FOS | OPERATING | 4 | 2023-09-12
HEGR0001 | K6-1996D | Step Van, Rigging, Green | Rigging | FMT | PM | FOS | OPERATING | 4 | 2024-04-03
HEGSBM0001 | K6-1847 | BEAM, LIFTING, 6,000 LBS | Heavy Equipment Misc | FMT | PM | FOS | OPERATING | 4 | 2023-05-09
HEGSHK0001 | K6-1847 | Hook, Swivel 10,000 LB | Hook-Lifting | FMT | PM | FOS | OPERATING | 4 | 2023-05-17
HEGSMS0001 | K6-1847 | DRUM LIFTING DEVICE | Drum Handling | FMT | PM | FOS | OPERATING | 4 | 2023-05-17
HEGSSH0001 | K6-1847 | Shackle, 1", 17,000 LBS | Shackle Pin | FMT | PM | FOS | OPERATING | 4 | 2023-05-09
HEGSSH0002 | K6-1847 | Shackle, 1", 17,000 LBS | Shackle Pin | FMT | PM | FOS | OPERATING | 4 | 2023-05-09
HEGSSH0003 | K6-1847 | Shackle, 7/8", 13,000 LBS | Shackle Pin | FMT | PM | FOS | OPERATING | 4 | 2021-04-02
HEGSSH0004 | K6-1847 | Shackle, 3/4", 9,500 LBS | Shackle Pin | FMT | PM | FOS | OPERATING | 4 | 2023-05-09
HEGSSH0005 | K6-1847 | Shackle, 5/8", 6,500 LBS | Shackle Pin | FMT | PM | FOS | OPERATING | 4 | 2023-05-09
HEGSWR0001 | K6-1847 | 5/8" Wire Rope, Grommett, 9,500 LBS | Sling | FMT | PM | FOS | OPERATING | 4 | 2023-05-17
HEGSWR0002 | K6-1847 | 5/8" Wire Rope, Grommett, 9,500 LBS | Sling | FMT | PM | FOS | OPERATING | 4 | 2023-05-09
HEGSWR0003 | K6-1847 | 5/8" Wire Rope, Sling, 4,500 LBS | Sling | FMT | PM | FOS | OPERATING | 4 | 2023-05-17
HEGSWR0004 | K6-1847 | 5/8" Wire Rope, Sling, 4,500 LBS | Sling | FMT | PM | FOS | OPERATING | 4 | 2023-05-17
HEGSWS0001 | K6-1847 | Sling, Endless, 8', 8,400 LBS | Sling | FMT | PM | FOS | OPERATING | 4 | 2023-05-17
HEGSWS0002 | K6-1847 | Sling, Endless, 3', 2,600 LBS | Sling | FMT | PM | FOS | OPERATING | 4 | 2023-05-17
HEGSWS0003 | K6-1847 | SLING, ENDLESS, 3', 2,600 LBS | Sling | FMT | PM | FOS | OPERATING | 4 | 2023-05-17
HEHEBM0001 | M6-0486 | BEAM, LIFTING, 6,000 LBS | Heavy Equipment Misc | FMT | PM | FOS | OPERATING | 4 | 2023-08-02
HEHEBM0002 | M6-0486 | BEAM, LIFTING, 6,000 LBS | Heavy Equipment Misc | FMT | PM | FOS | OPERATING | 4 | 2023-09-29
HEHECF0003 | K6-1996D | CHAIN FALL, 3,200 LBS | Rigging | FMT | PM | FOS | OPERATING | 4 | 2023-10-02
HEHECF0004 | K6-1996D | CHAINFALL, 3,200 LBS | Rigging | FMT | PM | FOS | OPERATING | 4 | 2023-10-02
HEHEEB0005 | K6-1996D | EYE BOLT, 1/2" 13 | Heavy Equipment Misc | FMT | PM | FOS | OPERATING | 4 | 2023-09-28
HEHEEB0006 | K6-1996D | Eye Bolt, 1/2x13 | Heavy Equipment Misc | FMT | PM | FOS | OPERATING | 4 | 2023-09-28
HEHEEB0007 | K6-1996D | Eye Bolt, Swivel, 3/4X10, 5000 lb | Heavy Equipment Misc | FMT | PM | FOS | OPERATING | 4 | 2023-08-04
HEHEEB0008 | K6-1996D | Eye Bolt, Swivel, 3/4X10, 5000 lb | Heavy Equipment Misc | FMT | PM | FOS | OPERATING | 4 | 2023-08-04
HEHEEB0009 | K6-1996D | Eye Bolt, Swivel, 3/4 X 10, 5000 lb | Heavy Equipment Misc | FMT | PM | FOS | OPERATING | 4 | 2023-08-04
HEHEEB0010 | K6-1996D | Eye Bolt, Swivel, 3/4 X 10, 5000 lb | Heavy Equipment Misc | FMT | PM | FOS | OPERATING | 4 | 2023-08-04
HEHEHK0001 | K6-1996D | HOOK, PELICAN, 2 TON | Hook-Lifting | FMT | PMHL | FOS | OPERATING | 4 | 2012-04-12
HEHEHK0002 | K6-1996D | HOOK, PELICAN, 2 TON | Hook-Lifting | FMT | PMHL | FOS | OPERATING | 3 | 2012-04-05
HEHEHK0003 | K6-1996D | HOOK, PELICAN, 2 TON | Hook-Lifting | FMT | PMHL | FOS | OPERATING | 4 | 2012-04-12
HEHEHK0004 | K6-1996D | HOOK, RING, 5 TON | Hook-Lifting | FMT | PMHL | FOS | OPERATING | 4 | 2012-04-12
HEHEHK0005 | K6-1996D | HOOK, SWIVEL, 5 TON | Hook-Lifting | FMT | PMHL | FOS | OPERATING | 4 | 2012-03-05
HEHEHK0006 | K6-1996D | HOOK, SWIVEL, 7 TON | Hook-Lifting | FMT | PMHL | FOS | OPERATING | 4 | 2012-03-05
HEHEHK0007 | K6-1996D | HOOK, SWIVEL, 7 TON | Hook-Lifting | FMT | PMHL | FOS | OPERATING | 4 | 2012-03-05
HEHEHK0010 | K6-1996D | HOOK, 3 TON | Heavy Equipment Misc | FMT | PM | FOS | OPERATING | 4 | 2023-11-28
HEHEHK0012 | K6-1996D | HOOK, RING, 3 TON | Hook-Lifting | FMT | PM | FOS | OPERATING | 4 | 2023-10-16
HEHEHK0013 | K6-1996D | HOOK, RING, 3 TON | Hook-Lifting | FMT | PM | FOS | OPERATING | 4 | 2023-10-16
HEHEHK0014 | K6-1996D | HOOK, RING, 3 TON | Hook-Lifting | FMT | PM | FOS | OPERATING | 4 | 2023-09-12
HEHEHK0015 | K6-1996D | HOOK, PELICAN, 2 TON | Hook-Lifting | FMT | PM | FOS | OPERATING | 4 | 2023-06-30
HEHEMS0001 | K6-1996D | LIFTING HOOK, DUAL FORK 10,000 lb. | Forklift-Lifting Fixture | FMT | PMHL | FOS | OPERATING | 4 | 2012-01-24
HEHEMS0002 | K6-1996D | LIFTING HOOK, DUAL FORK | Forklift-Lifting Fixture | FMT | PMHL | FOS | OPERATING | 4 | 2012-01-23
HEHEMS0003 | K6-1996D | LIFTING HOOK, SINGLE FORK | Forklift-Lifting Fixture | FMT | PMHL | FOS | OPERATING | 4 | 2012-01-24
HEHEMS0004 | K6-1996D | LIFTING HOOK, SINGLE FORK 4,000 lb. | Forklift-Lifting Fixture | FMT | PMHL | FOS | OPERATING | 4 | 2012-01-25
HEHESH0001 | K6-1996D | 3/4" SCREW PIN SHACKLE | Shackle Pin | FMT | PMHL | FOS | OPERATING | 4 | 2012-03-28
HEHESH0002 | K6-1996D | 3/4" SCREW PIN SHACKLE | Shackle Pin | FMT | PMHL | FOS | OPERATING | 4 | 2012-04-04
HEHESH0003 | K6-1996D | 3/4" SCREW PIN SHACKLE | Shackle Pin | FMT | PMHL | FOS | OPERATING | 4 | 2012-03-29
HEHESH0004 | K6-1996D | 3/4" SCREW PIN SHACKLE | Shackle Pin | FMT | PMHL | FOS | OPERATING | 4 | 2012-03-29
HEHESH0005 | K6-1996D | 3/4" SCREW PIN SHACKLE | Shackle Pin | FMT | PMHL | FOS | OPERATING | 5 | 2012-04-04
HEHESH0006 | K6-1996D | 3/4" SCREW PIN SHACKLE | Shackle Pin | FMT | PMHL | FOS | OPERATING | 4 | 2012-03-28
HEHESH0007 | K6-1996D | 3/4" SCREW PIN SHACKLE | Shackle Pin | FMT | PMHL | FOS | OPERATING | 4 | 2012-03-29
HEHESH0008 | K6-1996D | 3/4" SCREW PIN SHACKLE | Shackle Pin | FMT | PMHL | FOS | OPERATING | 4 | 2012-03-30
HEHESH0009 | K6-1996D | 3/4" SCREW PIN SHACKLE | Shackle Pin | FMT | PMHL | FOS | OPERATING | 4 | 2012-04-04
HEHESH0010 | K6-1996D | 3/4" SCREW PIN SHACKLE | Shackle Pin | FMT | PMHL | FOS | OPERATING | 4 | 2012-03-29
HEHESH0011 | K6-1996D | 3/4" SCREW PIN SHACKLE | Shackle Pin | FMT | PMHL | FOS | OPERATING | 4 | 2012-03-28
HEHESH0012 | K6-1996D | 3/4" SCREW PIN SHACKLE | Shackle Pin | FMT | PMHL | FOS | OPERATING | 4 | 2012-04-04
HEHESH0013 | K6-1996D | 7/8" SCREW PIN SHACKLE | Shackle Pin | FMT | PMHL | FOS | OPERATING | 4 | 2012-03-30
HEHESH0014 | K6-1996D | 7/8" SCREW PIN SHACKLE | Shackle Pin | FMT | PMHL | FOS | OPERATING | 4 | 2012-03-30
HEHESH0015 | K6-1996D | 7/8" SCREW PIN SHACKLE | Shackle Pin | FMT | PMHL | FOS | OPERATING | 4 | 2012-04-04
HEHESH0016 | K6-1996D | 7/8" SCREW PIN SHACKLE | Shackle Pin | FMT | PMHL | FOS | OPERATING | 4 | 2012-04-10
HEHESH0017 | K6-1996D | 7/8" SCREW PIN SHACKLE | Shackle Pin | FMT | PMHL | FOS | OPERATING | 4 | 2012-04-06
HEHESH0018 | K6-1996D | 7/8" SCREW PIN SHACKLE | Shackle Pin | FMT | PMHL | FOS | OPERATING | 4 | 2012-04-06
HEHESH0019 | K6-1996D | 7/8" SCREW PIN SHACKLE | Shackle Pin | FMT | PMHL | FOS | OPERATING | 3 | 2012-04-04
HEHESH0020 | K6-1996D | 7/8" SCREW PIN SHACKLE | Shackle Pin | FMT | PMHL | FOS | OPERATING | 4 | 2012-04-05
HEHESH0021 | K6-1996D | 7/8" SCREW PIN SHACKLE | Shackle Pin | FMT | PMHL | FOS | OPERATING | 4 | 2012-04-05
HEHESH0022 | K6-1996D | 7/8" SCREW PIN SHACKLE | Shackle Pin | FMT | PMHL | FOS | OPERATING | 3 | 2012-04-05
HEHESH0023 | K6-1996D | 7/8" SCREW PIN SHACKLE | Shackle Pin | FMT | PMHL | FOS | OPERATING | 4 | 2012-03-30
HEHESH0024 | K6-1996D | 7/8" SCREW PIN SHACKLE | Shackle Pin | FMT | PMHL | FOS | OPERATING | 3 | 2012-04-06
HEHESH0025 | K6-1996D | 1" SCREW PIN SHACKLE | Shackle Pin | FMT | PMHL | FOS | OPERATING | 3 | 2012-04-05
HEHESH0026 | K6-1996D | 1" SCREW PIN SHACKLE | Shackle Pin | FMT | PMHL | FOS | OPERATING | 4 | 2012-04-10
HEHESH0027 | K6-1996D | 1" SCREW PIN SHACKLE | Shackle Pin | FMT | PMHL | FOS | OPERATING | 4 | 2012-04-04
HEHESH0028 | K6-1996D | 1" SCREW PIN SHACKLE | Shackle Pin | FMT | PMHL | FOS | OPERATING | 5 | 2012-04-10
HEHESH0029 | K6-1996D | 1" SCREW PIN SHACKLE | Shackle Pin | FMT | PMHL | FOS | OPERATING | 4 | 2012-03-30
HEHESH0030 | K6-1996D | 1" SCREW PIN SHACKLE | Shackle Pin | FMT | PMHL | FOS | OPERATING | 3 | 2012-04-04
HEHESH0031 | K6-1996D | 1" SCREW PIN SHACKLE | Shackle Pin | FMT | PMHL | FOS | OPERATING | 4 | 2012-04-10
HEHESH0032 | K6-1996D | 1" SCREW PIN SHACKLE | Shackle Pin | FMT | PMHL | FOS | OPERATING | 3 | 2012-04-04
HEHESH0033 | K6-1996D | 1" SCREW PIN SHACKLE | Shackle Pin | FMT | PMHL | FOS | OPERATING | 4 | 2012-04-10
HEHESH0034 | K6-1996D | 1" SCREW PIN SHACKLE | Shackle Pin | FMT | PMHL | FOS | OPERATING | 4 | 2012-04-05
HEHESH0035 | K6-1996D | 1" SCREW PIN SHACKLE | Shackle Pin | FMT | PMHL | FOS | OPERATING | 4 | 2012-04-10
HEHESH0036 | K6-1996D | 1" SCREW PIN SHACKLE | Shackle Pin | FMT | PMHL | FOS | OPERATING | 4 | 2012-04-05
HEHESH0037 | K6-1996D | 1" SCREW PIN SHACKLE | Shackle Pin | FMT | PMHL | FOS | OPERATING | 4 | 2012-03-30
HEHESH0038 | K6-1996D | 1" SCREW PIN SHACKLE | Shackle Pin | FMT | PMHL | FOS | OPERATING | 3 | 2012-04-04
HEHESH0039 | K6-1996D | 1" SCREW PIN SHACKLE | Shackle Pin | FMT | PMHL | FOS | OPERATING | 4 | 2012-04-10
HEHESH0040 | K6-1996D | 1" SCREW PIN SHACKLE | Shackle Pin | FMT | PMHL | FOS | OPERATING | 4 | 2012-04-10
HEHESH0041 | K6-1996D | 1" SCREW PIN SHACKLE | Shackle Pin | FMT | PMHL | FOS | OPERATING | 4 | 2012-04-10
HEHESH0042 | K6-1996D | 1" SCREW PIN SHACKLE | Shackle Pin | FMT | PMHL | FOS | OPERATING | 4 | 2012-04-12
HEHESH0043 | K6-1996D | 1" SCREW PIN SHACKLE | Shackle Pin | FMT | PMHL | FOS | OPERATING | 4 | 2012-04-05
HEHESH0044 | K6-1996D | 1" SCREW PIN SHACKLE | Shackle Pin | FMT | PMHL | FOS | OPERATING | 4 | 2012-04-05
HEHESH0045 | K6-1996D | 12 TON SHACKLE | Shackle Pin | FMT | PMHL | FOS | OPERATING | 4 | 2012-04-05
HEHESH0046 | K6-1996D | 12 TON SHACKLE | Shackle Pin | FMT | PMHL | FOS | OPERATING | 4 | 2012-04-05
HEHESH0047 | K6-1996D | 9 1/2 TON SHACKLE | Shackle Pin | FMT | PMHL | FOS | OPERATING | 4 | 2012-03-29
HEHESH0048 | K6-1996D | 9 1/2 TON SHACKLE | Shackle Pin | FMT | PMHL | FOS | OPERATING | 4 | 2012-04-06
HEHESH0049 | K6-1996D | 9 1/2 TON SHACKLE | Shackle Pin | FMT | PMHL | FOS | OPERATING | 3 | 2012-04-05
HEHESH0050 | K6-1996D | 9 1/2 TON SHACKLE | Shackle Pin | FMT | PMHL | FOS | OPERATING | 4 | 2012-03-28
HEHESH0051 | K6-1996D | 9 1/2 TON SHACKLE | Shackle Pin | FMT | PMHL | FOS | OPERATING | 4 | 2012-03-28
HEHESH0052 | K6-1996D | 8 1/2 TON SHACKLE | Shackle Pin | FMT | PMHL | FOS | OPERATING | 4 | 2012-04-06
HEHESH0053 | K6-1996D | 8 1/2 TON SHACKLE | Shackle Pin | FMT | PMHL | FOS | OPERATING | 4 | 2012-03-28
HEHESH0054 | K6-1996D | 6 1/2 TON SHACKLE | Shackle Pin | FMT | PMHL | FOS | OPERATING | 3 | 2012-04-06
HEHESH0055 | K6-1996D | 6 1/2 TON SHACKLE | Shackle Pin | FMT | PMHL | FOS | OPERATING | 4 | 2012-04-10
HEHESH0056 | K6-1996D | 6 1/2 TON SHACKLE | Shackle Pin | FMT | PMHL | FOS | OPERATING | 4 | 2012-04-05
HEHESH0057 | K6-1996D | 6 1/2 TON SHACKLE | Shackle Pin | FMT | PMHL | FOS | OPERATING | 4 | 2012-04-05
HEHESH0058 | K6-1996D | 6 1/2 TON SHACKLE | Shackle Pin | FMT | PMHL | FOS | OPERATING | 4 | 2012-04-05
HEHESH0059 | K6-1996D | 4 3/4 TON SHACKLE | Shackle Pin | FMT | PMHL | FOS | OPERATING | 4 | 2012-04-09
HEHESH0060 | K6-1996D | 4 3/4 TON SHACKLE | Shackle Pin | FMT | PMHL | FOS | OPERATING | 4 | 2012-04-02
HEHESH0061 | K6-1996D | 4 3/4 TON SHACKLE | Shackle Pin | FMT | PMHL | FOS | OPERATING | 4 | 2012-04-05
HEHESH0062 | K6-1996D | 4 3/4 TON SHACKLE | Shackle Pin | FMT | PMHL | FOS | OPERATING | 4 | 2012-04-05
HEHESH0063 | K6-1996D | 3 1/4 TON SHACKLE | Shackle Pin | FMT | PMHL | FOS | OPERATING | 4 | 2012-03-28
HEHESH0064 | K6-1996D | 3 1/4 TON SHACKLE | Shackle Pin | FMT | PMHL | FOS | OPERATING | 4 | 2012-03-28
HEHESH0065 | K6-1996D | 3 1/4 TON SHACKLE | Shackle Pin | FMT | PMHL | FOS | OPERATING | 4 | 2012-03-28
HEHESH0066 | K6-1996D | 3 1/4 TON SHACKLE | Shackle Pin | FMT | PMHL | FOS | OPERATING | 4 | 2012-03-28
HEHESH0067 | K6-1996D | 3 1/4 TON SHACKLE | Shackle Pin | FMT | PMHL | FOS | OPERATING | 4 | 2012-04-09
HEHESH0068 | K6-1996D | 3 1/4 TON SHACKLE | Shackle Pin | FMT | PMHL | FOS | OPERATING | 4 | 2012-03-29
HEHESH0069 | K6-1996D | 3 1/4 TON SHACKLE | Shackle Pin | FMT | PMHL | FOS | OPERATING | 4 | 2012-04-05
HEHESH0070 | K6-1996D | 3 1/4 TON SHACKLE | Shackle Pin | FMT | PMHL | FOS | OPERATING | 4 | 2012-03-29
HEHESH0071 | K6-1996D | 3 1/4 TON SHACKLE | Shackle Pin | FMT | PMHL | FOS | OPERATING | 3 | 2012-04-02
HEHESH0072 | K6-1996D | 3 1/4 TON SHACKLE | Shackle Pin | FMT | PMHL | FOS | OPERATING | 4 | 2012-04-05
HEHESH0073 | K6-1996D | 3 1/4 TON SHACKLE | Shackle Pin | FMT | PMHL | FOS | OPERATING | 4 | 2012-03-29
HEHESH0074 | K6-1996D | 3 1/4 TON SHACKLE | Shackle Pin | FMT | PMHL | FOS | OPERATING | 4 | 2012-04-06
HEHESH0075 | K6-1996D | 3 1/4 TON SHACKLE | Shackle Pin | FMT | PMHL | FOS | OPERATING | 4 | 2012-04-06
HEHESH0076 | K6-1996D | 3 1/4 TON SHACKLE | Shackle Pin | FMT | PMHL | FOS | OPERATING | 4 | 2012-03-29
HEHESH0078 | K6-1996D | 3 1/4 TON SHACKLE | Shackle Pin | FMT | PMHL | FOS | OPERATING | 4 | 2012-03-29
HEHESH0079 | K6-1996D | Shackle, 5/8", 10,000 lbs | Shackle Pin | FMT | PMHL | FOS | OPERATING | 4 | 2012-04-06
HEHESH0080 | K6-1996D | 3 1/4 TON SHACKLE | Shackle Pin | FMT | PMHL | FOS | OPERATING | 4 | 2012-04-05
HEHESH0081 | K6-1996D | 3 1/4 TON SHACKLE | Shackle Pin | FMT | PMHL | FOS | OPERATING | 4 | 2012-03-30
HEHESH0082 | K6-1996D | 3 1/4 TON SHACKLE | Shackle Pin | FMT | PMHL | FOS | OPERATING | 4 | 2012-04-05
HEHESH0083 | K6-1996D | 3 1/4 TON SHACKLE | Shackle Pin | FMT | PMHL | FOS | OPERATING | 4 | 2012-04-06
HEHESH0084 | K6-1996D | 3 1/4 TON SHACKLE | Shackle Pin | FMT | PMHL | FOS | OPERATING | 4 | 2012-04-06
HEHESH0085 | K6-1996D | 3 1/4 TON SHACKLE | Shackle Pin | FMT | PMHL | FOS | OPERATING | 4 | 2012-04-06
HEHESH0086 | K6-1996D | 3 1/4 TON SHACKLE | Shackle Pin | FMT | PMHL | FOS | OPERATING | 4 | 2012-03-29
HEHESH0087 | K6-1996D | 5 TON SHACKLE | Shackle Pin | FMT | PMHL | FOS | OPERATING | 3 | 2012-04-05
HEHESH0088 | K6-1996D | 5 TON SHACKLE | Shackle Pin | FMT | PMHL | FOS | OPERATING | 3 | 2012-04-06
HEHESH0089 | K6-1996D | 5 TON SHACKLE | Shackle Pin | FMT | PMHL | FOS | OPERATING | 3 | 2012-04-06
HEHESH0090 | K6-1996D | 5 TON SHACKLE | Shackle Pin | FMT | PMHL | FOS | OPERATING | 3 | 2012-04-05
HEHESH0091 | K6-1996D | 5 TON SHACKLE | Shackle Pin | FMT | PMHL | FOS | OPERATING | 4 | 2012-04-12
HEHESH0092 | K6-1996D | 5 TON SHACKLE | Shackle Pin | FMT | PMHL | FOS | OPERATING | 3 | 2012-04-06
HEHESH0093 | K6-1996D | Shackle, 1/2 Inch, 4,000 lbs | Shackle Pin | FMT | PMHL | FOS | OPERATING | 4 | 2012-03-30
HEHESH0094 | K6-1996D | 2 TON SHACKLE | Shackle Pin | FMT | PMHL | FOS | OPERATING | 3 | 2012-04-03
HEHESH0095 | K6-1996D | Shackle, 1/2 Inch, 4,000 lbs | Shackle Pin | FMT | PMHL | FOS | OPERATING | 4 | 2012-04-04
HEHESH0096 | K6-1996D | 2 TON SHACKLE | Shackle Pin | FMT | PMHL | FOS | OPERATING | 4 | 2012-04-04
HEHESH0097 | K6-1996D | 2 TON SHACKLE | Shackle Pin | FMT | PMHL | FOS | OPERATING | 4 | 2012-04-12
HEHESH0098 | K6-1996D | 2 TON SHACKLE | Shackle Pin | FMT | PMHL | FOS | OPERATING | 4 | 2012-04-18
HEHESH0099 | K6-1996D | 2 TON SHACKLE | Shackle Pin | FMT | PMHL | FOS | OPERATING | 4 | 2012-04-12
HEHESH0100 | K6-1996D | 2 TON SHACKLE | Shackle Pin | FMT | PMHL | FOS | OPERATING | 4 | 2012-04-18
HEHESH0101 | K6-1996D | 2 TON SHACKLE | Shackle Pin | FMT | PMHL | FOS | OPERATING | 4 | 2012-03-30
HEHESH0102 | K6-1996D | 2 TON SHACKLE | Shackle Pin | FMT | PMHL | FOS | OPERATING | 4 | 2012-04-12
HEHESH0103 | K6-1996D | 2 TON SHACKLE | Shackle Pin | FMT | PMHL | FOS | OPERATING | 4 | 2012-04-12
HEHESH0104 | K6-1996D | 2 TON SHACKLE | Shackle Pin | FMT | PMHL | FOS | OPERATING | 4 | 2012-04-18
HEHESH0105 | K6-1996D | Shackle, 1/2 Inch, 4,000 lbs | Shackle Pin | FMT | PMHL | FOS | OPERATING | 4 | 2012-04-18
HEHESH0106 | K6-1996D | 1 TON SHACKLE | Shackle Pin | FMT | PMHL | FOS | OPERATING | 3 | 2012-04-03
HEHESH0107 | K6-1996D | 1 TON SHACKLE | Shackle Pin | FMT | PMHL | FOS | OPERATING | 3 | 2012-04-03
HEHESH0108 | K6-1996D | 1 TON SHACKLE | Shackle Pin | FMT | PMHL | FOS | OPERATING | 4 | 2012-04-12
HEHESH0109 | K6-1996D | Shackle, 1/2 Inch, 4,000 lbs | Shackle Pin | FMT | PMHL | FOS | OPERATING | 4 | 2012-04-12
HEHESH0110 | K6-1996D | Shackle, 1/2 Inch, 4,000 lbs | Shackle Pin | FMT | PMHL | FOS | OPERATING | 4 | 2012-04-12
HEHESH0111 | K6-1996D | Shackle, 1/2 Inch, 4,000 lbs | Shackle Pin | FMT | PMHL | FOS | OPERATING | 4 | 2012-04-10
HEHESH0112 | K6-1996D | Shackle, 1/2 Inch, 4,000 lbs | Shackle Pin | FMT | PMHL | FOS | OPERATING | 3 | 2012-04-10
HEHESH0113 | K6-1996D | Shackle, 1/2 Inch, 4,000 lbs | Shackle Pin | FMT | PMHL | FOS | OPERATING | 4 | 2012-04-10
HEHESH0114 | K6-1996D | Shackle, 1/2 Inch, 4,000 lbs | Shackle Pin | FMT | PMHL | FOS | OPERATING | 4 | 2012-04-18
HEHESH0115 | K6-1996D | Shackle, 1/2 Inch, 4,000 lbs | Shackle Pin | FMT | PMHL | FOS | OPERATING | 4 | 2012-04-12
HEHESH0116 | K6-1996D | Shackle, 1/2 Inch, 4,000 lbs | Shackle Pin | FMT | PMHL | FOS | OPERATING | 4 | 2012-04-18
HEHESH0117 | K6-1996D | Shackle, 1/2 Inch, 4,000 lbs | Shackle Pin | FMT | PMHL | FOS | OPERATING | 3 | 2012-04-10
HEHESH0118 | K6-1996D | Shackle, 1/2 Inch, 4,000 lbs | Shackle Pin | FMT | PMHL | FOS | OPERATING | 4 | 2012-04-10
HEHESH0119 | K6-1996D | Shackle, 1/2 Inch, 4,000 lbs | Shackle Pin | FMT | PMHL | FOS | OPERATING | 4 | 2012-04-10
HEHESH0120 | K6-1996D | 9 1/2 TON SHACKLE | Shackle Pin | FMT | PMHL | FOS | OPERATING | 4 | 2012-02-21
HEHESH0121 | K6-1996D | 9 1/2 TON SHACKLE | Shackle Pin | FMT | PMHL | FOS | OPERATING | 4 | 2012-02-21
HEHESH0122 | K6-1996D | 9 1/2 TON SHACKLE | Shackle Pin | FMT | PMHL | FOS | OPERATING | 4 | 2012-02-21
HEHESH0140 | K6-1996D | Shackle | Shackle Pin | FMT | PMHL | FOS | OPERATING | 4 | 2012-07-25
HEHESH0146 | K6-1996D | Shackle | Shackle Pin | FMT | PMHL | FOS | OPERATING | 4 | 2012-07-24
HEHESH0147 | K6-1996D | Shackle 1 1/4" 24,000 LBS. | Shackle Pin | FMT | PMHL | FOS | OPERATING | 4 | 2012-07-24
HEHESH0153 | K6-1996D | Shackle | Shackle Pin | FMT | PMHL | FOS | OPERATING | 4 | 2012-07-24
HEHESH0159 | K6-1996D | Shackle, 1-1/8 Inch | Shackle Pin | FMT | PMHL | FOS | OPERATING | 4 | 2012-07-24
HEHESH0160 | K6-1996D | Shackle, 7/8 Inch | Shackle Pin | FMT | PMHL | FOS | OPERATING | 4 | 2012-07-24
HEHESH0165 | K6-1996D | Shackle, 3/4 Inch | Shackle Pin | FMT | PMHL | FOS | OPERATING | 4 | 2012-07-24
HEHESH0166 | K6-1996D | Shackle, 3/4 Inch | Shackle Pin | FMT | PMHL | FOS | OPERATING | 4 | 2012-07-24
HEHESH0170 | K6-1996D | Shackle, 5/8 Inch | Shackle Pin | FMT | PMHL | FOS | OPERATING | 4 | 2012-07-24
HEHESH0171 | K6-1996D | Shackle, 5/8 Inch | Shackle Pin | FMT | PMHL | FOS | OPERATING | 4 | 2012-07-24
HEHESH0172 | K6-1996D | Shackle, 5/8 Inch | Shackle Pin | FMT | PMHL | FOS | OPERATING | 4 | 2012-07-24
HEHESH0173 | K6-1996D | Shackle, 1/2 Inch | Shackle Pin | FMT | PMHL | FOS | OPERATING | 4 | 2012-07-24
HEHESH0175 | K6-1996D | Shackle, 1/2 Inch | Shackle Pin | FMT | PMHL | FOS | OPERATING | 4 | 2012-07-24
HEHESH0178 | K6-1996D | Shackle, 1 Inch | Shackle Pin | FMT | PMHL | FOS | OPERATING | 4 | 2012-07-24
HEHESH0179 | K6-1996D | Shackle, 1 1/4 Inch | Shackle Pin | FMT | PM | FOS | OPERATING | 4 | 2023-11-22
HEHESH0180 | K6-1996D | Shackle, 7/8 Inch | Shackle Pin | FMT | PM | FOS | OPERATING | 4 | 2023-11-22
HEHESH0181 | K6-1996D | Shackle, 7/8 Inch | Shackle Pin | FMT | PM | FOS | OPERATING | 4 | 2023-11-27
HEHESH0182 | K6-1996D | Shackle, 7/8 Inch | Shackle Pin | FMT | PM | FOS | OPERATING | 4 | 2023-11-28
HEHESH0183 | K6-1996D | Shackle, 7/8 Inch | Shackle Pin | FMT | PM | FOS | OPERATING | 4 | 2023-12-01
HEHESH0210 | K6-1996D | Shackle, 1 1/2" 30 ton | Shackle Pin | FMT | PM | FOS | OPERATING | 4 | 2023-05-30
HEHESH0211 | K6-1996D | Shackle, 1 1/2" 30 ton | Shackle Pin | FMT | PM | FOS | OPERATING | 4 | 2023-05-30
HEHEWR0001 | K6-1996D | 5/8" WIRE ROPE CHOKER | Shackle Pin | FMT | PMHL | FOS | OPERATING | 4 | 2012-04-27
HEHEWR0002 | K6-1996D | 5/8" WIRE ROPE CHOKER | Shackle Pin | FMT | PMHL | FOS | OPERATING | 4 | 2012-04-20
HEHEWR0003 | K6-1996D | 3/8" SS WIRE ROPE CHOKER | Shackle Pin | FMT | PMHL | FOS | OPERATING | 4 | 2012-04-20
HEHEWR0004 | K6-1996D | 3/8" SS WIRE ROPE CHOKER | Shackle Pin | FMT | PMHL | FOS | OPERATING | 3 | 2012-04-27
HEHEWR0005 | K6-1996D | 3/8" SS WIRE ROPE GROMMET | Shackle Pin | FMT | PMHL | FOS | OPERATING | 3 | 2012-04-27
HEHEWR0008 | K6-1996D | Sling, Wire Rope | Sling | FMT | PMHL | FOS | OPERATING | 4 | 2012-07-26
HEHEWR0009 | K6-1996D | Sling, Wire Rope | Sling | FMT | PMHL | FOS | OPERATING | 4 | 2012-07-26
HEHEWR0010 | K6-1996D | Sling, Wire Rope | Sling | FMT | PMHL | FOS | OPERATING | 4 | 2012-07-26
HEHEWR0014 | K6-1996D | Sling, Wire Rope | Sling | FMT | PMHL | FOS | OPERATING | 4 | 2012-07-26
HEHEWR0016 | K6-1996D | Sling, Wire Rope | Sling | FMT | PMHL | FOS | OPERATING | 4 | 2012-07-26
HEHEWR0019 | K6-1996D | Sling, Wire Rope | Sling | FMT | PMHL | FOS | OPERATING | 4 | 2012-07-26
HEHEWR0023 | K6-1996D | Sling, Wire Rope | Sling | FMT | PMHL | FOS | OPERATING | 4 | 2012-07-26
HEHEWR0027 | K6-1996D | Sling, Two Leg, OMS Pod Rotation | Sling | FMT | PMHL | FOS | OPERATING | 4 | 2012-07-26
HEHEWR0029 | K6-1996D | Sling, Wire Rope, 1/2" X 8' | Sling | FMT | PM | FOS | OPERATING | 4 | 2023-12-01
HEHEWS0001 | K6-1996D | NYLON SLING 1" X 4' | Sling | FMT | PMHL | FOS | OPERATING | 4 | 2012-03-30
HEHEWS0002 | K6-1996D | NYLON SLING 1" X 4' | Sling | FMT | PMHL | FOS | OPERATING | 4 | 2012-03-27
HEHEWS0003 | K6-1996D | NYLON SLING 1" X 4' | Sling | FMT | PMHL | FOS | OPERATING | 4 | 2012-03-28
HEHEWS0004 | K6-1996D | NYLON SLING 1" X 4' | Sling | FMT | PMHL | FOS | OPERATING | 4 | 2012-03-27
HEHEWS0005 | K6-1996D | NYLON SLING 1" X 4' | Sling | FMT | PMHL | FOS | OPERATING | 4 | 2012-03-27
HEHEWS0006 | K6-1996D | NYLON SLING 1" X 4' | Sling | FMT | PMHL | FOS | OPERATING | 4 | 2012-03-28
HEHEWS0007 | K6-1996D | NYLON SLING 1" X 4' | Sling | FMT | PMHL | FOS | OPERATING | 4 | 2012-04-04
HEHEWS0008 | K6-1996D | NYLON SLING 1" X 4' | Sling | FMT | PMHL | FOS | OPERATING | 4 | 2012-03-28
HEHEWS0009 | K6-1996D | NYLON SLING 1" X 8' | Sling | FMT | PMHL | FOS | OPERATING | 4 | 2012-03-28
HEHEWS0010 | K6-1996D | NYLON SLING 1" X 8' | Sling | FMT | PMHL | FOS | OPERATING | 4 | 2012-03-27
HEHEWS0011 | K6-1996D | NYLON SLING 1" X 8' | Sling | FMT | PMHL | FOS | OPERATING | 4 | 2012-03-27
HEHEWS0012 | K6-1996D | NYLON SLING 1" X 8' | Sling | FMT | PMHL | FOS | OPERATING | 4 | 2012-03-28
HEHEWS0013 | K6-1996D | NYLON SLING 1" X 8' | Sling | FMT | PMHL | FOS | OPERATING | 4 | 2012-03-28
HEHEWS0014 | K6-1996D | NYLON SLING 1" X 8' | Sling | FMT | PMHL | FOS | OPERATING | 4 | 2012-03-27
HEHEWS0015 | K6-1996D | NYLON SLING 1" X 8' | Sling | FMT | PMHL | FOS | OPERATING | 4 | 2012-04-04
HEHEWS0016 | K6-1996D | NYLON SLING 1" X 8' | Sling | FMT | PMHL | FOS | OPERATING | 4 | 2012-03-28
HEHEWS0017 | K6-1996D | NYLON SLING 1" X 12' | Sling | FMT | PMHL | FOS | OPERATING | 4 | 2012-04-04
HEHEWS0018 | K6-1996D | NYLON SLING 1" X 12' | Sling | FMT | PMHL | FOS | OPERATING | 4 | 2012-03-28
HEHEWS0019 | K6-1996D | NYLON SLING 1" X 12' | Sling | FMT | PMHL | FOS | OPERATING | 4 | 2012-03-27
HEHEWS0020 | K6-1996D | NYLON SLING 1" X 12' | Sling | FMT | PMHL | FOS | OPERATING | 4 | 2012-03-27
HEHEWS0021 | K6-1996D | NYLON SLING 1" X 12' | Sling | FMT | PMHL | FOS | OPERATING | 4 | 2012-03-28
HEHEWS0022 | K6-1996D | NYLON SLING 1" X 12' | Sling | FMT | PMHL | FOS | OPERATING | 4 | 2012-03-28
HEHEWS0023 | K6-1996D | NYLON SLING 1" X 12' | Sling | FMT | PMHL | FOS | OPERATING | 4 | 2012-03-28
HEHEWS0024 | K6-1996D | NYLON SLING 1" X 12' | Sling | FMT | PMHL | FOS | OPERATING | 4 | 2012-03-28
HEHEWS0025 | K6-1996D | NYLON SLING 2" X 4' | Sling | FMT | PMHL | FOS | OPERATING | 4 | 2012-03-28
HEHEWS0026 | K6-1996D | NYLON SLING 2" X 4' | Sling | FMT | PMHL | FOS | OPERATING | 4 | 2012-03-28
HEHEWS0029 | K6-1996D | NYLON SLING 2" X 6' | Sling | FMT | PMHL | FOS | OPERATING | 4 | 2012-03-28
HEHEWS0030 | K6-1996D | NYLON SLING 2" X 6' | Sling | FMT | PMHL | FOS | OPERATING | 4 | 2012-03-28
HEHEWS0031 | K6-1996D | NYLON SLING 2" X 6' | Sling | FMT | PMHL | FOS | OPERATING | 4 | 2012-03-28
HEHEWS0032 | K6-1996D | NYLON SLING 2" X 6' | Sling | FMT | PMHL | FOS | OPERATING | 4 | 2012-03-29
HEHEWS0033 | K6-1996D | NYLON SLING 2" X 8' | Sling | FMT | PMHL | FOS | OPERATING | 3 | 2012-06-06
HEHEWS0034 | K6-1996D | NYLON SLING 2" X 8' | Sling | FMT | PMHL | FOS | OPERATING | 4 | 2012-03-30
HEHEWS0035 | K6-1996D | NYLON SLING 2" X 8' | Sling | FMT | PMHL | FOS | OPERATING | 4 | 2012-03-24
HEHEWS0036 | K6-1996D | NYLON SLING 2" X 8' | Sling | FMT | PMHL | FOS | OPERATING | 4 | 2012-03-29
HEHEWS0037 | K6-1996D | NYLON SLING 2" X 12' | Sling | FMT | PMHL | FOS | OPERATING | 3 | 2012-04-02
HEHEWS0038 | K6-1996D | NYLON SLING 2" X 12' | Sling | FMT | PMHL | FOS | OPERATING | 4 | 2012-03-28
HEHEWS0039 | K6-1996D | NYLON SLING 2" X 12' | Sling | FMT | PMHL | FOS | OPERATING | 3 | 2012-04-02
HEHEWS0040 | K6-1996D | NYLON SLING 2" X 12' | Sling | FMT | PMHL | FOS | OPERATING | 4 | 2012-03-24
HEHEWS0041 | K6-1996D | NYLON SLING 2" X 16' | Sling | FMT | PMHL | FOS | OPERATING | 4 | 2012-03-31
HEHEWS0042 | K6-1996D | NYLON SLING 2" X 16' | Sling | FMT | PMHL | FOS | OPERATING | 4 | 2012-03-28
HEHEWS0043 | K6-1996D | NYLON SLING 2" X 16' | Sling | FMT | PMHL | FOS | OPERATING | 4 | 2012-03-28
HEHEWS0044 | K6-1996D | NYLON SLING 2" X 16' | Sling | FMT | N/A | XSD | DECOMMISSIONED | 4 | 2012-03-29
HEHEWS0045 | K6-1996D | NYLON SLING 2" X 20' | Sling | FMT | PMHL | FOS | OPERATING | 3 | 2012-06-06
HEHEWS0046 | K6-1996D | NYLON SLING 2" X 20' | Sling | FMT | PMHL | FOS | OPERATING | 4 | 2012-03-27
HEHEWS0047 | K6-1996D | NYLON SLING 2" X 20' | Sling | FMT | PMHL | FOS | OPERATING | 4 | 2012-03-27
HEHEWS0048 | K6-1996D | NYLON SLING 2" X 20' | Sling | FMT | PMHL | FOS | OPERATING | 4 | 2012-03-28
HEHEWS0049 | K6-1996D | NYLON SLING 2" X 20' | Sling | FMT | PMHL | FOS | OPERATING | 4 | 2012-03-28
HEHEWS0050 | K6-1996D | NYLON SLING 2" X 20' | Sling | FMT | PMHL | FOS | OPERATING | 5 | 2012-03-30
HEHEWS0051 | K6-1996D | NYLON SLING 2" X 20' | Sling | FMT | PMHL | FOS | OPERATING | 4 | 2012-03-29
HEHEWS0052 | K6-1996D | NYLON SLING 2" X 20' | Sling | FMT | PMHL | FOS | OPERATING | 4 | 2012-03-29
HEHEWS0053 | K6-1996D | NYLON SLING 2" X 20' | Sling | FMT | PMHL | FOS | OPERATING | 4 | 2012-03-28
HEHEWS0054 | K6-1996D | NYLON SLING 2" X 20' | Sling | FMT | PMHL | FOS | OPERATING | 4 | 2012-03-29
HEHEWS0055 | K6-1996D | NYLON SLING 2" X 20' | Sling | FMT | PMHL | FOS | OPERATING | 4 | 2012-03-24
HEHEWS0057 | K6-1996D | NYLON SLING 4" X 4' | Sling | FMT | PMHL | FOS | OPERATING | 4 | 2012-03-28
HEHEWS0058 | K6-1996D | NYLON SLING 4" X 4' | Sling | FMT | PMHL | FOS | OPERATING | 4 | 2012-03-28
HEHEWS0059 | K6-1996D | NYLON SLING 4" X 4' | Sling | FMT | PMHL | FOS | OPERATING | 4 | 2012-03-28
HEHEWS0060 | K6-1996D | NYLON SLING 4" X 4' | Sling | FMT | PMHL | FOS | OPERATING | 4 | 2012-03-28
HEHEWS0061 | K6-1996D | NYLON SLING 4" X 6' | Sling | FMT | PMHL | FOS | OPERATING | 4 | 2012-03-28
HEHEWS0062 | K6-1996D | NYLON SLING 4" X 6' | Sling | FMT | PMHL | FOS | OPERATING | 4 | 2012-03-28
HEHEWS0063 | K6-1996D | NYLON SLING 4" X 6' | Sling | FMT | PMHL | FOS | OPERATING | 4 | 2012-03-28
HEHEWS0065 | K6-1996D | NYLON SLING 4" X 8' | Sling | FMT | PMHL | FOS | OPERATING | 4 | 2012-03-28
HEHEWS0066 | K6-1996D | NYLON SLING 4" X 8' | Sling | FMT | PMHL | FOS | OPERATING | 4 | 2012-03-30
HEHEWS0067 | K6-1996D | NYLON SLING 4" X 8' | Sling | FMT | PMHL | FOS | OPERATING | 4 | 2012-04-02
HEHEWS0068 | K6-1996D | NYLON SLING 4" X 8' | Sling | FMT | PMHL | FOS | OPERATING | 4 | 2012-04-02
HEHEWS0069 | K6-1996D | NYLON SLING 4" X 12' | Sling | FMT | PMHL | FOS | OPERATING | 4 | 2012-03-28
HEHEWS0070 | K6-1996D | NYLON SLING 4" X 12' | Sling | FMT | PMHL | FOS | OPERATING | 4 | 2012-03-28
HEHEWS0071 | K6-1996D | NYLON SLING 4" X 12' | Sling | FMT | PMHL | FOS | OPERATING | 4 | 2012-03-24
HEHEWS0072 | K6-1996D | NYLON SLING 4" X 12' | Sling | FMT | PMHL | FOS | OPERATING | 4 | 2012-03-28
HEHEWS0073 | K6-1996D | NYLON SLING 4" X 16' | Sling | FMT | PMHL | FOS | OPERATING | 4 | 2012-04-02
HEHEWS0074 | K6-1996D | NYLON SLING 4" X 16' | Sling | FMT | PMHL | FOS | OPERATING | 4 | 2012-04-02
HEHEWS0075 | K6-1996D | NYLON SLING 4" X 16' | Sling | FMT | PMHL | FOS | OPERATING | 4 | 2012-04-02
HEHEWS0076 | K6-1996D | NYLON SLING 4" X 16' | Sling | FMT | PMHL | FOS | OPERATING | 3 | 2012-04-03
HEHEWS0077 | K6-1996D | NYLON SLING 4" X 20' | Sling | FMT | PMHL | FOS | OPERATING | 4 | 2012-03-28
HEHEWS0078 | K6-1996D | NYLON SLING 4" X 20' | Sling | FMT | PMHL | FOS | OPERATING | 4 | 2012-03-26
HEHEWS0079 | K6-1996D | NYLON SLING 4" X 20' | Sling | FMT | PMHL | FOS | OPERATING | 4 | 2011-04-05
HEHEWS0080 | K6-1996D | NYLON SLING 4" X 20' | Sling | FMT | PMHL | FOS | OPERATING | 4 | 2012-03-26
HEHEWS0081 | K6-1996D | NYLON SLING 4" X 20' | Sling | FMT | PMHL | FOS | OPERATING | 4 | 2012-03-28
HEHEWS0082 | K6-1996D | NYLON SLING 4" X 20' | Sling | FMT | PMHL | FOS | OPERATING | 4 | 2012-03-24
HEHEWS0083 | K6-1996D | NYLON SLING 4" X 20' | Sling | FMT | PMHL | FOS | OPERATING | 4 | 2012-03-24
HEHEWS0084 | K6-1996D | NYLON SLING 4" X 20' | Sling | FMT | PMHL | FOS | OPERATING | 3 | 2012-04-05
HEHEWS0085 | K6-1996D | NYLON SLING 4" X 20' | Sling | FMT | N/A | XSD | DECOMMISSIONED | 4 | 2012-04-06
HEHEWS0086 | K6-1996D | NYLON SLING 4" X 20' | Sling | FMT | PMHL | FOS | OPERATING | 4 | 2012-04-06
HEHEWS0087 | K6-1996D | NYLON SLING 4" X 20' | Sling | FMT | PMHL | FOS | OPERATING | 4 | 2012-04-06
HEHEWS0088 | K6-1996D | NYLON SLING 4" X 20' | Sling | FMT | PMHL | FOS | OPERATING | 4 | 2012-03-24
HEHEWS0089 | K6-1996D | POLYESTER ENDLESS, TAN, SLING, 20' #1 | Sling | FMT | PMHL | FOS | OPERATING | 4 | 2012-04-23
HEHEWS0090 | K6-1996D | POLYESTER ENDLESS, TAN, SLING, 20' #2 | Sling | FMT | PMHL | FOS | OPERATING | 3 | 2012-04-19
HEHEWS0091 | K6-1996D | POLYESTER ENDLESS, TAN, SLING, 20' #3 | Sling | FMT | PMHL | FOS | OPERATING | 4 | 2012-04-03
HEHEWS0092 | K6-1996D | POLYESTER ENDLESS, TAN, SLING, 20' #4 | Sling | FMT | PMHL | FOS | OPERATING | 3 | 2012-04-19
HEHEWS0093 | K6-1996D | POLYESTER ENDLESS, TAN, SLING, 20' #5 | Sling | FMT | PMHL | FOS | OPERATING | 4 | 2012-04-03
HEHEWS0094 | K6-1996D | POLYESTER ENDLESS, TAN, SLING, 20' #6 | Sling | FMT | PMHL | FOS | OPERATING | 4 | 2012-04-03
HEHEWS0095 | K6-1996D | POLYESTER ENDLESS, TAN, SLING, 20' #7 | Sling | FMT | PMHL | FOS | OPERATING | 3 | 2012-04-19
HEHEWS0096 | K6-1996D | POLYESTER ENDLESS, TAN, SLING, 20' #8 | Sling | FMT | PMHL | FOS | OPERATING | 4 | 2012-04-04
HEHEWS0097 | K6-1996D | NYLON SLING 4" X 16' | Sling | FMT | PMHL | FOS | OPERATING | 3 | 2012-04-19
HEHEWS0098 | K6-1996D | Sling, Nylon, 2" X 20', 6,400 lbs | Sling | FMT | PMHL | FOS | OPERATING | 4 | 2012-04-26
HEHEWS0099 | K6-1996D | Sling, Nylon, 2" X 20', 6,400 lbs | Sling | FMT | PMHL | FOS | OPERATING | 4 | 2012-04-26
HEHEWS0100 | K6-1996D | NYLON SLING 4" X 16' | Sling | FMT | PMHL | FOS | OPERATING | 3 | 2012-04-19
HEHEWS0101 | K6-1996D | NYLON SLING 4" X 16' | Sling | FMT | PMHL | FOS | OPERATING | 4 | 2012-04-20
HEHEWS0102 | K6-1996D | NYLON SLING 4" X 16' | Sling | FMT | PMHL | FOS | OPERATING | 4 | 2012-04-19
HEHEWS0103 | K6-1996D | NYLON SLING 4" X 20' | Sling | FMT | PMHL | FOS | OPERATING | 4 | 2012-04-19
HEHEWS0104 | K6-1996D | NYLON SLING 4" X 20' | Sling | FMT | PMHL | FOS | OPERATING | 4 | 2012-04-19
HEHEWS0106 | K6-1996D | NYLON SLING 4" X 20' | Sling | FMT | PMHL | FOS | OPERATING | 4 | 2012-04-19
HEHEWS0107 | K6-1996D | NYLON SLING 4" X 12' | Sling | FMT | PMHL | FOS | OPERATING | 4 | 2012-04-20
HEHEWS0108 | K6-1996D | NYLON SLING 4" X 12' | Sling | FMT | PMHL | FOS | OPERATING | 4 | 2012-04-20
HEHEWS0109 | K6-1996D | NYLON SLING 4" X 12' | Sling | FMT | PMHL | FOS | OPERATING | 4 | 2012-04-20
HEHEWS0111 | K6-1996D | NYLON SLING 4" X 6' | Sling | FMT | PMHL | FOS | OPERATING | 3 | 2012-04-23
HEHEWS0112 | K6-1996D | Sling, Nylon, 4" X 4', 11,500 lbs | Sling | FMT | PMHL | FOS | OPERATING | 4 | 2012-04-26
HEHEWS0114 | K6-1996D | Sling, Nylon, 4" X 4', 11,500 lbs | Sling | FMT | PMHL | FOS | OPERATING | 4 | 2012-04-26
HEHEWS0115 | K6-1996D | Sling, Nylon, 2" X 6', 6,400 lbs | Sling | FMT | PMHL | FOS | OPERATING | 4 | 2012-04-26
HEHEWS0116 | K6-1996D | Sling, Nylon, 2" X 6', 6,400 lbs | Sling | FMT | PMHL | FOS | OPERATING | 4 | 2012-04-26
HEHEWS0117 | K6-1996D | Sling, Nylon, 2" X 6', 6,400 lbs | Sling | FMT | PMHL | FOS | OPERATING | 4 | 2012-04-27
HEHEWS0118 | K6-1996D | Sling, Nylon, 2" X 6', 6,400 lbs | Sling | FMT | PMHL | FOS | OPERATING | 3 | 2012-04-27
HEHEWS0119 | K6-1996D | NYLON SLING 4" X 8' | Sling | FMT | PMHL | FOS | OPERATING | 3 | 2012-04-23
HEHEWS0120 | K6-1996D | NYLON SLING 4" X 8' | Sling | FMT | PMHL | FOS | OPERATING | 3 | 2012-04-23
HEHEWS0123 | K6-1996D | Sling, Nylon, 2" X 8', 6,400 lbs | Sling | FMT | PMHL | FOS | OPERATING | 4 | 2012-04-27
HEHEWS0124 | K6-1996D | Sling, Nylon, 2" X 8', 6,400 lbs | Sling | FMT | PMHL | FOS | OPERATING | 3 | 2012-04-27
HEHEWS0125 | K6-1996D | NYLON SLING 4" X 8' | Sling | FMT | PMHL | FOS | OPERATING | 4 | 2012-04-05
HEHEWS0126 | K6-1996D | NYLON SLING 4" X 8' | Sling | FMT | PMHL | FOS | OPERATING | 4 | 2012-04-05
HEHEWS0127 | K6-1996D | POLYESTER ENDLESS, BLUE, SLING, 40' | Sling | FMT | PMHL | FOS | OPERATING | 4 | 2012-04-20
HEHEWS0128 | K6-1996D | POLYESTER ENDLESS, BLUE, SLING, 40' | Sling | FMT | PMHL | FOS | OPERATING | 4 | 2012-04-20
HEHEWS0129 | K6-1996D | POLYESTER ENDLESS, BLUE, SLING, 40' | Sling | FMT | PMHL | FOS | OPERATING | 4 | 2012-04-20
HEHEWS0130 | K6-1996D | POLYESTER ENDLESS, BLUE, SLING, 40' | Sling | FMT | PMHL | FOS | OPERATING | 4 | 2012-04-20
HEHEWS0131 | K6-1996D | POLYESTER ENDLESS, GREEN, SLING, 17.7' | Sling | FMT | PMHL | FOS | OPERATING | 3 | 2012-05-16
HEHEWS0132 | K6-1996D | POLYESTER ENDLESS, GREEN, SLING, 17.7' | Sling | FMT | PMHL | FOS | OPERATING | 3 | 2012-05-16
HEHEWS0133 | K6-1996D | POLYESTER ENDLESS, GREEN, SLING, 17.7' | Sling | FMT | PMHL | FOS | OPERATING | 3 | 2012-10-22
HEHEWS0134 | K6-1996D | POLYESTER ENDLESS, GREEN, SLING, 17.7' | Sling | FMT | PMHL | FOS | OPERATING | 3 | 2012-05-16
HEHEWS0135 | K6-1996D | POLYESTER ENDLESS, GREEN, SLING, 20' | Sling | FMT | PMHL | FOS | OPERATING | 3 | 2012-05-16
HEHEWS0137 | K6-1996D | POLYESTER ENDLESS, GREEN, SLING, 20' | Sling | FMT | PMHL | FOS | OPERATING | 3 | 2012-05-16
HEHEWS0138 | K6-1996D | POLYESTER ENDLESS, GREEN, SLING, 20' | Sling | FMT | PMHL | FOS | OPERATING | 3 | 2012-05-16
HEHEWS0141 | K6-1996D | Sling, Nylon, 12 ft X 4 Inch | Sling | FMT | PMHL | FOS | OPERATING | 3 | 2012-09-24
HEHEWS0142 | K6-1996D | Sling, Nylon, 12 ft X 2 Inch | Sling | FMT | PMHL | FOS | OPERATING | 4 | 2012-07-26
HEHEWS0143 | K6-1996D | Sling, Nylon, 12 ft X 2 Inch | Sling | FMT | PMHL | FOS | OPERATING | 4 | 2012-07-26
HEHEWS0144 | K6-1996D | Sling, Nylon | Sling | FMT | PMHL | FOS | OPERATING | 4 | 2012-07-27
HEHEWS0145 | K6-1996D | Sling, Nylon | Sling | FMT | PMHL | FOS | OPERATING | 4 | 2012-07-24
HEHEWS0146 | K6-1996D | Sling, Nylon | Sling | FMT | PMHL | FOS | OPERATING | 4 | 2012-07-27
HEHEWS0147 | K6-1996D | Sling, Nylon | Sling | FMT | PMHL | FOS | OPERATING | 4 | 2012-07-27
HEHEWS0148 | K6-1996D | Sling, Nylon | Sling | FMT | PMHL | FOS | OPERATING | 4 | 2012-07-24
HEHEWS0151 | K6-1996D | Sling, Nylon | Sling | FMT | PMHL | FOS | OPERATING | 4 | 2012-07-27
HEHEWS0172 | K6-1996D | Sling, Nylon | Sling | FMT | PMHL | FOS | OPERATING | 4 | 2012-07-26
HEHEWS0176 | K6-1996D | Sling, Nylon | Sling | FMT | PMHL | FOS | OPERATING | 3 | 2012-09-20
HEHEWS0177 | K6-1996D | Sling, Nylon | Sling | FMT | PMHL | FOS | OPERATING | 3 | 2012-09-20
HEHEWS0178 | K6-1996D | Sling, Nylon | Sling | FMT | PMHL | FOS | OPERATING | 3 | 2012-09-20
HEHEWS0179 | K6-1996D | Sling, Nylon | Sling | FMT | PMHL | FOS | OPERATING | 4 | 2012-07-26
HEHEWS0184 | K6-1996D | Sling, Nylon | Sling | FMT | PMHL | FOS | OPERATING | 4 | 2012-07-26
HEHEWS0188 | K6-1996D | Sling, Nylon | Sling | FMT | PMHL | FOS | OPERATING | 3 | 2012-10-19
HEHEWS0189 | K6-1996D | Sling, Nylon, 12 ft | Sling | FMT | PMHL | FOS | OPERATING | 3 | 2012-10-19
HEHEWS0190 | K6-1996D | Sling, Nylon, 2" X 6', 6,400 lbs | Sling | FMT | PMHL | FOS | OPERATING | 3 | 2012-10-24
HEHEWS0195 | K6-1996D | Sling, Endless, Nylon, 2" X 4', 6,400 lbs | Sling | FMT | PMHL | FOS | OPERATING | 4 | 2012-10-24
HEHEWS0196 | K6-1996D | Sling, Endless, Nylon, 2" X 4', 6,400 lbs | Sling | FMT | PMHL | FOS | OPERATING | 4 | 2012-10-24
HEHEWS0198 | K6-1996D | Sling, Nylon, 1" X 6', 1,600 lbs | Sling | FMT | PMHL | FOS | OPERATING | 4 | 2012-10-25
HEHEWS0200 | K6-1996D | Sling, Nylon, 6 ft | Sling | FMT | PMHL | FOS | OPERATING | 3 | 2012-10-24
HEHEWS0201 | K6-1996D | Sling, Nylon, 6 ft | Sling | FMT | PMHL | FOS | OPERATING | 3 | 2012-10-24
HEHEWS0202 | K6-1996D | Sling, Nylon, 2" X 8', 6,400 lbs | Sling | FMT | PMHL | FOS | OPERATING | 3 | 2012-10-24
HEHEWS0203 | K6-1996D | Sling, Nylon, 2" X 8', 6,400 lbs | Sling | FMT | PMHL | FOS | OPERATING | 3 | 2012-10-24
HEHEWS0204 | K6-1996D | Sling, Nylon, 2" X 8', 6,400 lbs | Sling | FMT | PMHL | FOS | OPERATING | 3 | 2012-10-23
HEHEWS0205 | K6-1996D | Sling, Nylon, 30 ft | Sling | FMT | PMHL | FOS | OPERATING | 3 | 2012-10-19
HEHEWS0206 | K6-1996D | Sling, Nylon, 30 ft | Sling | FMT | PMHL | FOS | OPERATING | 3 | 2012-10-19
HEHEWS0207 | K6-1996D | Sling, Nylon, 30 ft | Sling | FMT | PMHL | FOS | OPERATING | 3 | 2012-10-19
HEHEWS0208 | K6-1996D | Sling, Nylon, 12 ft | Sling | FMT | PMHL | FOS | OPERATING | 4 | 2012-10-22
HEHEWS0209 | K6-1996D | Sling, Nylon, 12 ft | Sling | FMT | PMHL | FOS | OPERATING | 4 | 2012-10-22
HEHEWS0210 | K6-1996D | Sling, Nylon, 12 ft | Sling | FMT | PMHL | FOS | OPERATING | 4 | 2012-10-22
HEHEWS0211 | K6-1996D | Sling, Nylon, 12 ft | Sling | FMT | PMHL | FOS | OPERATING | 3 | 2012-10-24
HEHEWS0212 | K6-1996D | Sling, Nylon, 10 ft | Sling | FMT | PMHL | FOS | OPERATING | 3 | 2012-10-22
HEHEWS0213 | K6-1996D | Sling, Nylon, 10 ft | Sling | FMT | PMHL | FOS | OPERATING | 3 | 2012-10-19
HEHEWS0214 | K6-1996D | Sling, Nylon, 10 ft | Sling | FMT | PMHL | FOS | OPERATING | 3 | 2012-10-23
HEHEWS0215 | K6-1996D | Sling, Nylon, 10 ft | Sling | FMT | PMHL | FOS | OPERATING | 3 | 2012-10-19
HEHEWS0217 | K6-1996D | Sling, Nylon, 16 ft | Sling | FMT | PMHL | FOS | OPERATING | 4 | 2012-10-22
HEHEWS0218 | K6-1996D | Sling, Nylon, 16 ft | Sling | FMT | PMHL | FOS | OPERATING | 3 | 2012-10-19
HEHEWS0219 | K6-1996D | Sling, Nylon, 16 ft | Sling | FMT | PMHL | FOS | OPERATING | 3 | 2012-10-19
HEHEWS0220 | K6-1996D | Sling, Nylon, 16 ft | Sling | FMT | PMHL | FOS | OPERATING | 3 | 2012-10-19
HEHEWS0221 | K6-1996D | Sling, Nylon Synthetic, 12 ft | Sling | FMT | PMHL | FOS | OPERATING | 3 | 2012-10-19
HEHEWS0222 | K6-1996D | Sling, Nylon Synthetic, 12 ft | Sling | FMT | PMHL | FOS | OPERATING | 3 | 2012-10-19
HEHEWS0223 | K6-1996D | Sling, Nylon Synthetic, 12 ft | Sling | FMT | PMHL | FOS | OPERATING | 3 | 2012-10-19
HEHEWS0224 | K6-1996D | Sling, Nylon Synthetic, 12 ft | Sling | FMT | PMHL | FOS | OPERATING | 3 | 2012-10-19
HEHEWS0229 | K6-1996D | Sling, Nylon, 1" X 16', 1,600 lbs | Sling | FMT | PMHL | FOS | OPERATING | 3 | 2012-10-22
HEHEWS0230 | K6-1996D | Sling, Nylon, 1" X 16', 1,600 lbs | Sling | FMT | PMHL | FOS | OPERATING | 3 | 2012-10-22
HEHEWS0231 | K6-1996D | Sling, Nylon Synthetic, 4 ft X 1 Inch | Sling | FMT | PMHL | FOS | OPERATING | 3 | 2012-10-22
HEHEWS0232 | K6-1996D | Sling, Nylon Synthetic, 8 ft X 1 Inch | Sling | FMT | PMHL | FOS | OPERATING | 3 | 2012-10-22
HEHEWS0233 | K6-1996D | Sling, Nylon, 1" X 16', 1,600 lbs | Sling | FMT | PMHL | FOS | OPERATING | 3 | 2012-10-22
HEHEWS0235 | K6-1996D | Sling, Nylon, 1" X 8', 3,200 lbs | Sling | FMT | PMHL | FOS | OPERATING | 4 | 2012-10-22
HEHEWS0236 | K6-1996D | Sling, Nylon, 1" X 8', 3,200 lbs | Sling | FMT | PMHL | FOS | OPERATING | 4 | 2012-10-22
HEHEWS0237 | K6-1996D | Sling, Nylon, 1" X 8', 3,200 lbs | Sling | FMT | PMHL | FOS | OPERATING | 4 | 2012-10-25
HEHEWS0238 | K6-1996D | Sling, Nylon Synthetic, 2" X 6' 6,400 LBS. | Sling | FMT | PMHL | FOS | OPERATING | 4 | 2012-10-26
HEHEWS0293 | K6-1996D | Sling, Endless 40 ft 60,000 lbs | Sling | FMT | PMHL | FOS | OPERATING | 4 | 2012-08-03
HEHEWS0294 | K6-1996D | Sling, Endless 40 ft 60,000 lbs | Sling | FMT | PMHL | FOS | OPERATING | 4 | 2012-08-03
HEHEWS0295 | K6-1996D | Sling, Endless 40 ft 60,000 lbs | Sling | FMT | PMHL | FOS | OPERATING | 4 | 2012-08-02
HEHEWS0296 | K6-1996D | Sling, Endless 40 ft 60,000 lbs | Sling | FMT | PMHL | FOS | OPERATING | 4 | 2012-08-02
HEHEWS0297 | K6-1996D | Sling, Single Pass Endless 20 ft 50,000 lbs | Sling | FMT | PMHL | FOS | OPERATING | 5 | 2012-09-27
HEHEWS0298 | K6-1996D | Sling, Single Pass Endless 20 ft 50,000 lbs | Sling | FMT | PMHL | FOS | OPERATING | 5 | 2012-09-27
HEHEWS0299 | K6-1996D | Sling, Single Pass Endless 20 ft 50,000 lbs | Sling | FMT | PMHL | FOS | OPERATING | 4 | 2012-09-27
HEHEWS0300 | K6-1996D | Sling, Single Pass Endless 20 ft 50,000 lbs | Sling | FMT | PMHL | FOS | OPERATING | 4 | 2012-09-27
HEHEWS0337 | K6-1996D | Sling, Endless, Nylon, Twin Path 5" X 8', 100,000 lbs | Sling | FMT | PM | FOS | OPERATING | 4 | 2023-05-03
HEHEWS0338 | K6-1996D | Sling, Endless, Nylon, Twin Path 5" X 8', 100,000 lbs | Sling | FMT | PM | FOS | OPERATING | 4 | 2023-05-03
HEHEWS0339 | K6-1996D | Sling, Endless, Nylon, 40', 53,000 lbs | Sling | FMT | PM | FOS | OPERATING | 4 | 2023-05-25
HEHEWS0340 | K6-1996D | Sling, Endless, Nylon, 40', 53,000 lbs | Sling | FMT | PM | FOS | OPERATING | 4 | 2023-05-24
HEHEWS0341 | K6-1996D | Sling, Endless, Nylon, 40', 53,000 lbs | Sling | FMT | PM | FOS | OPERATING | 4 | 2021-05-13
HEHEWS0342 | K6-1996D | Sling, Endless, Nylon, 40', 53,000 lbs | Sling | FMT | PM | FOS | OPERATING | 4 | 2023-05-25
HEHEWS0344 | K6-1996D | Sling, Nylon, 2" X 6' 3,200 lbs | Sling | FMT | PM | FOS | OPERATING | 4 | 2023-01-20
HEHEWS0345 | K6-1996D | Sling, Nylon, 2" X 6' 3,200 lbs | Sling | FMT | PM | FOS | OPERATING | 4 | 2023-01-20
HEHEWS0346 | K6-1996D | Sling, Nylon, 2" X 6' 3,200 lbs | Sling | FMT | PM | FOS | OPERATING | 4 | 2023-01-20
HEHEWS0347 | K6-1996D | Sling, Nylon, 2" X 6' 3,200 lbs | Sling | FMT | PM | FOS | OPERATING | 4 | 2023-01-20
HEHEWS0348 | K6-1996D | Sling, Nylon 6" X 30" 16,300 lbs | Sling | FMT | PMHL | FOS | OPERATING | 4 | 2023-01-13
HEHEWS0349 | K6-1996D | Sling, Nylon 6" X 30" 16,300 lbs | Sling | FMT | PMHL | FOS | OPERATING | 4 | 2023-01-13
HEHPCF0001 | K6-0947 | CHAIN FALL, 3000 LBS | Rigging | FMT | N/A | XSD | DECOMMISSIONED | 4 | 2015-05-04
HEHPCL0002 | K6-0947 | Come Along, Wire Rope, 1,700 LBS | Come Along | FMT | N/A | XSD | DECOMMISSIONED | 4 | 2015-05-05
HEHPSH0001 | K6-0947 | Shackle, 1 1/8", 19,000 LBs | Shackle Pin | FMT | N/A | XSD | DECOMMISSIONED | 4 | 2015-05-01
HEHPSH0002 | K6-0947 | Shackle, 3/4", 9,500 LBs | Shackle Pin | FMT | N/A | XSD | DECOMMISSIONED | 4 | 2015-05-01
HEHPSH0003 | K6-0947 | Shackle, 3/8", 2,000 LBs | Shackle Pin | FMT | N/A | XSD | DECOMMISSIONED | 4 | 2015-05-01
HEHPWS0001 | K6-0947 | Sling, Nylon, 1" X 2', 3,200 LBS | Sling | FMT | N/A | XSD | DECOMMISSIONED | 4 | 2015-05-01
HEHPWS0002 | K6-0947 | Sling, Nylon, 1" X 2', 3,200 LBS | Sling | FMT | N/A | XSD | DECOMMISSIONED | 4 | 2015-05-01
HEHPWS0003 | K6-0947 | Sling, Nylon, 1" X 2', 3,200 LBS | Sling | FMT | N/A | XSD | DECOMMISSIONED | 4 | 2015-05-01
HEHPWS0004 | K6-0947 | Sling, Nylon, 1" X 4', 1,200 LBS | Sling | FMT | N/A | XSD | DECOMMISSIONED | 4 | 2015-05-01
HEHPWS0006 | K6-0947 | Sling, Nylon, 2" X 4', 6,400 LBS | Sling | FMT | N/A | XSD | DECOMMISSIONED | 3 | 2015-05-01
HEHSBM0001 | J6-2466 | T53 ENGINE SLING | Sling | FMT | N/A | NIC | NOT_IN_CONTRACT | 4 | 2015-01-29
HEHSWS0001 | J6-2466 | NYLON SLING 2" X 6' | Sling | FMT | N/A | NIC | NOT_IN_CONTRACT | 4 | 2015-01-29
HEHSWS0002 | J6-2466 | NYLON SLING 2" X 6' | Sling | FMT | N/A | NIC | NOT_IN_CONTRACT | 4 | 2015-01-29
HEHSWS0003 | J6-2466 | NYLON SLING 2" X 6' | Sling | FMT | N/A | NIC | NOT_IN_CONTRACT | 4 | 2015-01-29
HEHSWS0004 | J6-2466 | NYLON SLING 2" X 6' | Sling | FMT | N/A | NIC | NOT_IN_CONTRACT | 4 | 2015-01-29
HEHSWS0006 | J6-2466 | NYLON SLING 2" X 6' | Sling | FMT | N/A | NIC | NOT_IN_CONTRACT | 3 | 2015-03-10
HEHSWS0007 | J6-2466 | NYLON SLING 2" X 6' | Sling | FMT | N/A | NIC | NOT_IN_CONTRACT | 3 | 2015-03-10
HEHSWS0009 | J6-2466 | NYLON SLING 1"X 11.5" | Sling | FMT | N/A | NIC | NOT_IN_CONTRACT | 4 | 2015-07-07
HEHSWS0010 | J6-2466 | NYLON SLING 1"X 11.5" | Sling | FMT | N/A | NIC | NOT_IN_CONTRACT | 4 | 2015-07-07
HELCSH0001 | K6-1847 | Shackle, Pin, 5/8", 6,500 LBS | Shackle Pin | FMT | PM | FOS | OPERATING | 4 | 2023-11-01
HELCSH0002 | K6-1847 | Shackle, Pin, 5/8", 6,500 LBS | Shackle Pin | FMT | PM | FOS | OPERATING | 4 | 2023-11-14
HELCSH0003 | K6-1847 | Shackle, Pin, 5/8", 6,500 LBS | Shackle Pin | FMT | PM | FOS | OPERATING | 4 | 2023-11-08
HELCSH0004 | K6-1847 | Shackle, Pin, 5/8", 6,500 LBS | Shackle Pin | FMT | N/A | XSD | DECOMMISSIONED | 4 | 2015-03-23
HELCSH0005 | K6-1847 | Shackle, Pin, 5/8", 6,500 LBS | Shackle Pin | FMT | N/A | XSD | DECOMMISSIONED | 4 | 2015-03-23
HELCSH0006 | K6-1847 | Shackle, Pin, 5/8", 6,500 LBS | Shackle Pin | FMT | N/A | XSD | DECOMMISSIONED | 4 | 2015-03-23
HELCSH0007 | K6-1847 | Shackle, Pin, 5/8", 6,500 LBS | Shackle Pin | FMT | N/A | XSD | DECOMMISSIONED | 4 | 2015-03-23
HELCSH0008 | K6-1847 | Shackle, Pin, 3/4", 9,500 LBS | Shackle Pin | FMT | N/A | XSD | DECOMMISSIONED | 4 | 2015-03-23
HELCSH0009 | K6-1847 | Shackle, Pin, 7/8", 13,000 LBS | Shackle Pin | FMT | PM | FOS | OPERATING | 4 | 2023-11-01
HELCSH0010 | K6-1847 | Shackle, Pin, 7/8", 13,000 LBS | Shackle Pin | FMT | PM | FOS | OPERATING | 4 | 2023-11-02
HELCSH0012 | K6-1847 | Shackle, pin, 1 1/8", 19,000 lbs | Shackle Pin | FMT | N/A | XSD | DECOMMISSIONED | 4 | 2015-04-10
HELCSH0013 | K6-1847 | Shackle, pin, 1 1/8", 19,000 lbs | Shackle Pin | FMT | PM | FOS | OPERATING | 4 | 2023-11-01
HELCSH0014 | K6-1847 | Shackle, Pin, 7/8", 13,000 lbs | Shackle Pin | FMT | N/A | XSD | DECOMMISSIONED | 4 | 2015-03-23
HELCSH0015 | K6-1847 | Shackle, Pin, 7/8", 13,000 lbs | Shackle Pin | FMT | N/A | XSD | DECOMMISSIONED | 4 | 2015-03-23
HELCSH0016 | K6-1847 | Shackle, pin, 3/4", 9,500 lbs | Shackle Pin | FMT | PM | FOS | OPERATING | 4 | 2023-11-09
HELCSH0017 | K6-1847 | Shackle, Pin, 3/4", 9,500 lbs | Shackle Pin | FMT | PM | FOS | OPERATING | 4 | 2023-11-09
HELCSH0018 | K6-1847 | Shackle, Pin, 3/4", 9,500 lbs | Shackle Pin | FMT | PM | FOS | OPERATING | 4 | 2023-11-08
HELCSH0019 | K6-1847 | Shackle, Pin, 3/4", 9,500 lbs | Shackle Pin | FMT | N/A | XSD | DECOMMISSIONED | 3 | 2015-03-23
HELCSH0020 | K6-1847 | Shackle, Pin, 3/4", 9,500 lbs | Shackle Pin | FMT | N/A | XSD | DECOMMISSIONED | 4 | 2015-03-23
HELCSH0021 | K6-1847 | Shackle, Pin, 3/4", 9,500 lbs | Shackle Pin | FMT | N/A | XSD | DECOMMISSIONED | 4 | 2015-04-09
HELCSH0022 | K6-1847 | Shackle, Pin, 5/8", 6,500 lbs | Shackle Pin | FMT | N/A | XSD | DECOMMISSIONED | 4 | 2015-04-09
HELCSH0023 | K6-1847 | Shackle, Pin, 5/8", 6,500 lbs | Shackle Pin | FMT | N/A | XSD | DECOMMISSIONED | 4 | 2015-05-19
HELCSH0024 | K6-1847 | Shackle, Pin, 5/8", 6,500 lbs | Shackle Pin | FMT | N/A | XSD | DECOMMISSIONED | 4 | 2015-05-19
HELCSH0025 | K6-1847 | Shackle, Pin, 5/8", 6,500 lbs | Shackle Pin | FMT | PM | FOS | OPERATING | 4 | 2023-11-01
HELCSH0026 | K6-1847 | Shackle, Pin, 5/8", 6,500 lbs | Shackle Pin | FMT | N/A | XSD | DECOMMISSIONED | 4 | 2015-05-19
HELCSH0027 | K6-1847 | Shackle, Pin, 5/8", 6,500 lbs | Shackle Pin | FMT | N/A | XSD | DECOMMISSIONED | 4 | 2015-05-19
HELCWR0001 | K6-1847 | Wire Rope, 4 Way 3/8", SS, 7,000 LBS | Sling | FMT | N/A | XSD | DECOMMISSIONED | 3 | 2015-03-23
HELCWR0003 | K6-1446 | Wire Rope, Sling, 1/2" X 6", SS, 3,600 lbs | Sling | FMT | PM | FOS | OPERATING | 4 | 2023-11-14
HELCWR0006 | K6-1847 | Wire Rope, Sling, 1/2" X 4', SS, 4,560 LBS | Sling | FMT | PM | FOS | OPERATING | 4 | 2023-11-09
HELCWS0001 | K6-1847 | Sling, Nylon 6" X 3', 8,500 LBS | Sling | FMT | PM | FOS | OPERATING | 4 | 2023-11-14
HELCWS0005 | K6-1847 | Sling, Nylon 4" X 12', 11,500 LBS | Sling | FMT | N/A | XSD | DECOMMISSIONED | 3 | 2015-03-23
HELCWS0006 | K6-1847 | Sling, Nylon 4" X 12', 11,500 LBS | Sling | FMT | PM | FOS | OPERATING | 4 | 2023-11-08
HELCWS0007 | K6-1847 | Sling, Nylon, 2" X 3', Triangle Ends 6,200 lbs | Sling | FMT | N/A | XSD | DECOMMISSIONED | 4 | 2015-05-19
HELCWS0008 | K6-1847 | Sling, Nylon, 2" X 3', Triangle Ends 6,200 lbs | Sling | FMT | N/A | XSD | DECOMMISSIONED | 4 | 2015-05-19
HELCWS0009 | K6-1847 | Sling, Nylon, 2" X 3', Triangle Ends 6,200 lbs | Sling | FMT | PM | FOS | OPERATING | 4 | 2023-11-08
HELCWS0010 | K6-1847 | Sling, Nylon, 2" X 3', Triangle Ends 6,200 lbs | Sling | FMT | N/A | XSD | DECOMMISSIONED | 3 | 2015-04-09
HELCWS0011 | K6-1847 | Sling, Nylon, 2" X 3', 6,200 lbs | Sling | FMT | N/A | XSD | DECOMMISSIONED | 3 | 2015-04-09
HELCWS0012 | K6-1847 | Sling, Nylon, 2" X 3', 6,200 lbs | Sling | FMT | PM | FOS | OPERATING | 4 | 2023-11-08
HELCWS0015 | K6-1847 | Sling, Nylon, 2" X 6', 6,200 lbs | Sling | FMT | N/A | XSD | DECOMMISSIONED | 4 | 2015-04-10
HELCWS0016 | K6-1847 | Sling, Nylon, 2" X 6', 6,200 lbs | Sling | FMT | N/A | XSD | DECOMMISSIONED | 4 | 2015-04-10
HELCWS0017 | K6-1847 | Sling, Nylon, 2" X 6', 6,200 lbs | Sling | FMT | PM | FOS | OPERATING | 4 | 2023-11-08
HELCWS0018 | K6-1847 | Sling, Nylon, 2" X 6', 6,200 lbs | Sling | FMT | N/A | XSD | DECOMMISSIONED | 3 | 2015-04-09
HELCWS0019 | K6-1847 | Sling, Nylon, 4" X 6', 11,000 lbs | Sling | FMT | PM | FOS | OPERATING | 4 | 2023-11-08
HELCWS0020 | K6-1847 | Sling, Nylon, 4" X 6', 11,000 lbs | Sling | FMT | PM | FOS | OPERATING | 4 | 2023-11-09
HELCWS0021 | K6-1847 | Sling, Nylon, 4" X 6', 11,000 lbs | Sling | FMT | N/A | XSD | DECOMMISSIONED | 4 | 2015-04-10
HELCWS0022 | K6-1847 | Sling, Nylon, 4" X 6', 11,000 lbs | Sling | FMT | N/A | XSD | DECOMMISSIONED | 4 | 2015-04-10
HELCWS0023 | K6-1847 | Sling, Nylon, 4" X 10', 11,000 lbs | Sling | FMT | PM | FOS | OPERATING | 4 | 2023-11-08
HELCWS0024 | K6-1847 | Sling, Nylon, 4" X 10', 11,000 lbs | Sling | FMT | N/A | XSD | DECOMMISSIONED | 4 | 2015-04-10
HELCWS0025 | K6-1847 | Sling, Nylon, 4" X 10', 11,000 lbs | Sling | FMT | PM | FOS | OPERATING | 4 | 2023-11-14
HELCWS0026 | K6-1847 | Sling, Nylon, 4" X 10', 11,000 lbs | Sling | FMT | PM | FOS | OPERATING | 4 | 2023-11-08
HELCWS0027 | K6-1446 | Sling, Nylon, Endless, 6', 5,300 lbs | Sling | FMT | N/A | XSD | DECOMMISSIONED | 4 | 2015-05-26
HELCWS0028 | K6-1446 | Sling, Nylon, Endless, 6', 5,300 lbs | Sling | FMT | N/A | XSD | DECOMMISSIONED | 4 | 2015-05-26
HELGMS0001 | M6-0744 | 3/4" PEAR LINK | Shackle Pin | FMT | PM | FOS | OPERATING | 4 | 2022-05-31
HELGMS0002 | M6-0744 | 3/4" PEAR LINK | Shackle Pin | FMT | PM | FOS | OPERATING | 4 | 2022-05-31
HELGMS0003 | M6-0744 | 3/4" PEAR LINK | Shackle Pin | FMT | PM | FOS | OPERATING | 4 | 2022-05-30
HELGMS0004 | M6-0744 | 3/4" PEAR LINK | Shackle Pin | FMT | PM | FOS | OPERATING | 4 | 2022-05-31
HELGMS0005 | M6-0744 | 3/4" PEAR LINK | Shackle Pin | FMT | PM | FOS | OPERATING | 4 | 2022-05-31
HELGMS0006 | M6-0744 | 3/4" PEAR LINK | Shackle Pin | FMT | PM | FOS | OPERATING | 4 | 2022-05-31
HELGMS0007 | M6-0744 | 1" PEAR LINK | Shackle Pin | FMT | PM | FOS | OPERATING | 4 | 2022-05-31
HELGMS0008 | M6-0589 | DRUM HANDLER, SINGLE, 1500 LBS | Drum Handling | FMT | N/A | NIC | NOT_IN_CONTRACT | 3 | 2015-02-24
HELGSH0001 | M6-0744 | 3/4" SCREW PIN SHACKLE | Shackle Pin | FMT | PM | FOS | OPERATING | 4 | 2022-05-30
HELGSH0002 | M6-0744 | 3/4" SCREW PIN SHACKLE | Shackle Pin | FMT | PM | FOS | OPERATING | 4 | 2022-05-31
HELGSH0003 | M6-0744 | 3/4" SCREW PIN SHACKLE | Shackle Pin | FMT | PM | FOS | OPERATING | 4 | 2022-05-31
HELGSH0004 | M6-0744 | 3/4" SCREW PIN SHACKLE | Shackle Pin | FMT | PM | FOS | OPERATING | 4 | 2022-05-31
HELGSH0005 | M6-0744 | 5/8" SCREW PIN SHACKLE | Shackle Pin | FMT | N/A | XSD | DECOMMISSIONED | 4 | 2015-05-14
HELGSH0006 | M6-0744 | 5/8" SCREW PIN SHACKLE | Shackle Pin | FMT | PM | FOS | OPERATING | 4 | 2022-05-30
HELGSH0007 | M6-0744 | 1/2" SCREW PIN SHACKLE | Shackle Pin | FMT | PM | FOS | OPERATING | 4 | 2022-05-31
HELGSH0008 | M6-0744 | 1/2" SCREW PIN SHACKLE | Shackle Pin | FMT | PM | FOS | OPERATING | 4 | 2022-05-31
HELGSH0009 | M6-0744 | 1/2" SCREW PIN SHACKLE | Shackle Pin | FMT | PM | FOS | OPERATING | 4 | 2022-05-27
HELGSH0010 | M6-0744 | 3/8" SCREW PIN SHACKLE | Shackle Pin | FMT | PM | FOS | OPERATING | 4 | 2022-05-30
HELGSH0011 | M6-0744 | 3/8" SCREW PIN SHACKLE | Shackle Pin | FMT | PM | FOS | OPERATING | 4 | 2022-05-31
HELGWR0001 | M6-0744 | 1/2" WIRE ROPE CHOKER | Sling | FMT | PM | FOS | OPERATING | 4 | 2021-06-01
HELGWR0002 | M6-0744 | 1/2" WIRE ROPE CHOKER | Sling | FMT | PM | FOS | OPERATING | 4 | 2021-06-01
HELGWS0001 | M6-0744 | NYLON SLING 4" X 4.5' | Sling | FMT | PM | FOS | OPERATING | 4 | 2021-05-18
HELGWS0002 | M6-0744 | NYLON SLING 4" X 4.5' | Sling | FMT | PM | FOS | OPERATING | 4 | 2022-05-31
HELGWS0003 | M6-0744 | NYLON SLING 4" X 6' | Sling | FMT | PM | FOS | OPERATING | 4 | 2022-05-31
HELGWS0004 | M6-0744 | NYLON SLING 4" X 6' | Sling | FMT | PM | FOS | OPERATING | 4 | 2021-05-18
HELGWS0005 | M6-0744 | NYLON SLING 4" X 4' | Sling | FMT | PM | FOS | OPERATING | 4 | 2021-06-01
HELMMS0003 | M7-0355 | LOADCELL, 25,000 LBS, INCLUDES TWO 1 1/4", 24,000 LBS SHACKLES (IOZ) | Heavy Equipment Misc | FMT | N/A | NIC | NOT_IN_CONTRACT | 4 | 2013-03-02
HELMMS0004 | M7-0355 | LOADCELL, 25,000 LBS, INCLUDES TWO 1 1/4", 24,000 LBS SHACKLES (IOZ) | Heavy Equipment Misc | FMT | N/A | NIC | NOT_IN_CONTRACT | 4 | 2013-03-02
HELMMS0006 | M7-0355 | MASTER LINK, 1 1/2", 61,100 LBS (IOZ) | Heavy Equipment Misc | FMT | N/A | NIC | NOT_IN_CONTRACT | 5 | 2013-09-17
HELMSH0009 | M7-0355 | SHACKLE, 3/4", 13,000 LBS (IOZ) | Shackle Pin | FMT | N/A | NIC | NOT_IN_CONTRACT | 4 | 2013-03-02
HELMSH0010 | M7-0355 | SHACKLE, 3/4", 13,000 LBS (IOZ) | Shackle Pin | FMT | N/A | NIC | NOT_IN_CONTRACT | 4 | 2013-03-02
HELMSH0011 | M7-0355 | SHACKLE, 3/4", 13,000 LBS (IOZ) | Shackle Pin | FMT | N/A | NIC | NOT_IN_CONTRACT | 4 | 2013-03-02
HELMSH0012 | M7-0355 | SHACKLE, 3/4", 13,000 LBS (IOZ) | Shackle Pin | FMT | N/A | NIC | NOT_IN_CONTRACT | 4 | 2013-03-02
HELMSH0021 | M7-0355 | Shackle, 3/8", 2000 LBS (IOZ) | Shackle Pin | FMT | N/A | NIC | NOT_IN_CONTRACT | 5 | 2013-05-02
HELMSH0023 | M7-0355 | Shackle, 3/8", 2000 LBS (IOZ) | Shackle Pin | FMT | N/A | NIC | NOT_IN_CONTRACT | 4 | 2013-05-03
HELMSH0024 | M7-0355 | Shackle, 3/8", 2000 LBS (IOZ) | Shackle Pin | FMT | N/A | NIC | NOT_IN_CONTRACT | 4 | 2013-05-03
HELMSH0025 | M7-0355 | Shackle, 1 3/8", 42,000 LBS (IOZ) | Shackle Pin | FMT | N/A | NIC | NOT_IN_CONTRACT | 5 | 2013-04-17
HELMSH0026 | M7-0355 | Shackle, 1 3/8", 42,000 LBS (IOZ) | Shackle Pin | FMT | N/A | NIC | NOT_IN_CONTRACT | 5 | 2013-04-17
HELMSH0027 | M7-0355 | Shackle, 1 3/8", 42,000 LBS (IOZ) | Shackle Pin | FMT | N/A | NIC | NOT_IN_CONTRACT | 5 | 2013-04-17
HELMSH0028 | M7-0355 | Shackle, 1 3/8", 42,000 LBS (IOZ) | Shackle Pin | FMT | N/A | NIC | NOT_IN_CONTRACT | 5 | 2013-04-17
HELMSH0029 | M7-0355 | Shackle, 2", 70,000 LBS (IOZ) | Shackle Pin | FMT | N/A | NIC | NOT_IN_CONTRACT | 5 | 2013-05-02
HELMSH0030 | M7-0355 | SHACKLE, 3/4", 9,500 LBS (IOZ) | Shackle Pin | FMT | N/A | NIC | NOT_IN_CONTRACT | 4 | 2013-09-06
HELMSH0031 | M7-0355 | SHACKLE, 3/4", 9,500 LBS (IOZ) | Shackle Pin | FMT | N/A | NIC | NOT_IN_CONTRACT | 5 | 2013-09-06
HELMSH0032 | M7-0355 | SHACKLE, 3/4", 9,500 LBS (IOZ) | Shackle Pin | FMT | N/A | NIC | NOT_IN_CONTRACT | 5 | 2013-09-06
HELMSH0033 | M7-0355 | SHACKLE, 3/4", 9,500 LBS (IOZ) | Shackle Pin | FMT | N/A | NIC | NOT_IN_CONTRACT | 4 | 2013-09-06
HELMSH0034 | M7-0355 | SHACKLE, 3/4", 9,500 LBS (IOZ) | Shackle Pin | FMT | N/A | NIC | NOT_IN_CONTRACT | 5 | 2013-09-18
HELMSH0035 | M7-0355 | SHACKLE, 3/4", 9,500 LBS (IOZ) | Shackle Pin | FMT | N/A | NIC | NOT_IN_CONTRACT | 5 | 2013-09-18
HELMSH0036 | M7-0355 | SHACKLE, 3/4", 9,500 LBS (IOZ) | Shackle Pin | FMT | N/A | NIC | NOT_IN_CONTRACT | 5 | 2013-09-16
HELMSH0037 | M7-0355 | SHACKLE, 3/4", 9,500 LBS (IOZ) | Shackle Pin | FMT | N/A | NIC | NOT_IN_CONTRACT | 5 | 2013-09-16
HELMSH0038 | M7-0355 | SHACKLE, 1 3/8", 42,000 LBS (IOZ) | Shackle Pin | FMT | N/A | NIC | NOT_IN_CONTRACT | 5 | 2013-09-16
HELMSH0039 | M7-0355 | SHACKLE, 1 3/8", 42,000 LBS (IOZ) | Shackle Pin | FMT | N/A | NIC | NOT_IN_CONTRACT | 5 | 2013-09-17
HELMSH0040 | M7-0355 | SHACKLE, 1 3/8", 42,000 LBS (IOZ) | Shackle Pin | FMT | N/A | NIC | NOT_IN_CONTRACT | 5 | 2013-09-16
HELMSH0041 | M7-0355 | SHACKLE, 1 3/8", 42,000 LBS (IOZ) | Shackle Pin | FMT | N/A | NIC | NOT_IN_CONTRACT | 5 | 2013-09-18
HELMSH0042 | M7-0355 | SHACKLE, 4" SLING, 41,000 LBS (IOZ) | Shackle Pin | FMT | N/A | NIC | NOT_IN_CONTRACT | 5 | 2013-09-16
HELMSH0043 | M7-0355 | SHACKLE, 4" SLING, 41,000 LBS (IOZ) | Shackle Pin | FMT | N/A | NIC | NOT_IN_CONTRACT | 5 | 2013-09-17
HELMWS0001 | M7-0355 | NYLON SLING 4" X 20', 11,500 LBS (IOZ) | Sling | FMT | N/A | NIC | NOT_IN_CONTRACT | 4 | 2013-03-08
HELMWS0002 | M7-0355 | NYLON SLING 4" X 20', 11,500 LBS (IOZ) | Sling | FMT | N/A | NIC | NOT_IN_CONTRACT | 4 | 2013-03-04
HELMWS0003 | M7-0355 | NYLON SLING 4" X 20', 20,700 LBS (IOZ) | Sling | FMT | N/A | NIC | NOT_IN_CONTRACT | 4 | 2013-03-04
HELMWS0004 | M7-0355 | NYLON SLING 4" X 20', 20,700 LBS (IOZ) | Sling | FMT | N/A | NIC | NOT_IN_CONTRACT | 4 | 2013-03-08
HELMWS0005 | M7-0355 | NYLON SLING 4" X 20', 20,700 LBS (IOZ) | Sling | FMT | N/A | NIC | NOT_IN_CONTRACT | 4 | 2013-03-04
HELMWS0006 | M7-0355 | NYLON SLING 4" X 20', 20,700 LBS (IOZ) | Sling | FMT | N/A | NIC | NOT_IN_CONTRACT | 4 | 2013-03-04
HELMWS0011 | M7-0355 | NYLON SLING 4" X 14', 20,700 LBS (IOZ) | Sling | FMT | N/A | NIC | NOT_IN_CONTRACT | 4 | 2013-03-08
HELMWS0012 | M7-0355 | NYLON SLING 4" X 14', 20,700 LBS (IOZ) | Sling | FMT | N/A | NIC | NOT_IN_CONTRACT | 4 | 2013-03-06
HELMWS0013 | M7-0355 | NYLON SLING 4" X 14', 20,700 LBS (IOZ) | Sling | FMT | N/A | NIC | NOT_IN_CONTRACT | 4 | 2013-03-06
HELMWS0014 | M7-0355 | NYLON SLING 4" X 14', 20,700 LBS (IOZ) | Sling | FMT | N/A | NIC | NOT_IN_CONTRACT | 4 | 2013-03-06
HELMWS0015 | M7-0355 | NYLON SLING 6" X 10', 16,500 LBS (IOZ) | Sling | FMT | N/A | NIC | NOT_IN_CONTRACT | 4 | 2013-03-06
HELMWS0016 | M7-0355 | NYLON SLING 6" X 10', 16,500 LBS (IOZ) | Sling | FMT | N/A | NIC | NOT_IN_CONTRACT | 4 | 2013-03-06
HELMWS0017 | M7-0355 | NYLON SLING 6" X 10', 16,500 LBS (IOZ) | Sling | FMT | N/A | NIC | NOT_IN_CONTRACT | 4 | 2013-03-06
HELMWS0018 | M7-0355 | NYLON SLING 6" X 10', 16,500 LBS (IOZ) | Sling | FMT | N/A | NIC | NOT_IN_CONTRACT | 4 | 2013-03-06
HELMWS0019 | M7-0355 | NYLON SLING 6" X 8', 16,300 LBS (IOZ) | Sling | FMT | N/A | NIC | NOT_IN_CONTRACT | 4 | 2013-03-08
HELMWS0020 | M7-0355 | NYLON SLING 6" X 8', 16,300 LBS (IOZ) | Sling | FMT | N/A | NIC | NOT_IN_CONTRACT | 4 | 2013-03-08
HELMWS0021 | M7-0355 | NYLON SLING 6" X 8', 16,300 LBS (IOZ) | Sling | FMT | N/A | NIC | NOT_IN_CONTRACT | 4 | 2013-03-06
HELMWS0022 | M7-0355 | NYLON SLING 6" X 8', 16,300 LBS (IOZ) | Sling | FMT | N/A | NIC | NOT_IN_CONTRACT | 4 | 2013-03-08
HELMWS0023 | M7-0355 | NYLON SLING 6" X 6', 16,300 LBS (IOZ) | Sling | FMT | N/A | NIC | NOT_IN_CONTRACT | 4 | 2013-03-08
HELMWS0024 | M7-0355 | NYLON SLING 6" X 6', 16,300 LBS (IOZ) | Sling | FMT | N/A | NIC | NOT_IN_CONTRACT | 4 | 2013-03-08
HELMWS0025 | M7-0355 | NYLON SLING 6" X 6', 16,300 LBS (IOZ) | Sling | FMT | N/A | NIC | NOT_IN_CONTRACT | 4 | 2013-03-06
HELMWS0026 | M7-0355 | NYLON SLING 6" X 6', 16,300 LBS (IOZ) | Sling | FMT | N/A | NIC | NOT_IN_CONTRACT | 3 | 2013-03-08
HELMWS0027 | M7-0355 | 4 LEG NYLON SLING 10' x 2" 15,500 LBS (IOZ) | Sling | FMT | N/A | NIC | NOT_IN_CONTRACT | 4 | 2013-07-15
HELMWS0028 | M7-0355 | 3 LEG NYLON SLING 6' x 2" 12,900 LBS (IOZ) | Sling | FMT | N/A | NIC | NOT_IN_CONTRACT | 4 | 2013-07-15
HELMWS0029 | M7-0355 | 3 LEG NYLON SLING 10' x 2" 12,900 LBS (IOZ) | Sling | FMT | N/A | NIC | NOT_IN_CONTRACT | 4 | 2013-07-15
HELMWS0030 | M7-0355 | NYLON SLING 8' X 4", 20,400 LBS (IOZ) | Sling | FMT | N/A | NIC | NOT_IN_CONTRACT | 5 | 2013-09-18
HELMWS0031 | M7-0355 | NYLON SLING 8' X 4", 20,400 LBS (IOZ) | Sling | FMT | N/A | NIC | NOT_IN_CONTRACT | 5 | 2013-09-18
HELMWS0032 | M7-0355 | NYLON SLING 8' X 4", 20,400 LBS (IOZ) | Sling | FMT | N/A | NIC | NOT_IN_CONTRACT | 5 | 2013-09-18
HELMWS0033 | M7-0355 | NYLON SLING, ENDLESS 6' X 2", 9,000 LBS (IOZ) | Sling | FMT | N/A | NIC | NOT_IN_CONTRACT | 5 | 2013-09-18
HELMWS0034 | M7-0355 | NYLON SLING, ENDLESS 6' X 2", 9,000 LBS (IOZ) | Sling | FMT | N/A | NIC | NOT_IN_CONTRACT | 5 | 2013-09-17
HELMWS0035 | M7-0355 | NYLON SLING, ENDLESS 6' X 2", 9,000 LBS (IOZ) | Sling | FMT | N/A | NIC | NOT_IN_CONTRACT | 5 | 2013-09-17
HELMWS0036 | M7-0355 | NYLON SLING, ENDLESS 6' X 2", 9,000 LBS (IOZ) | Sling | FMT | N/A | NIC | NOT_IN_CONTRACT | 5 | 2013-09-18
HEMMMS0001 | M6-0486 | Snatch Block, 2 Ton | Snatch Block | FMT | N/A | XSD | DECOMMISSIONED | 4 | 2015-07-14
HEMMWR0001 | M6-0486 | Wire Rope Sling, 1/2" X 4', 4,600 LBS | Sling | FMT | N/A | XSD | DECOMMISSIONED | 4 | 2015-07-14
HEMMWR0002 | M6-0486 | Wire Rope Sling, 1/2" X 4', 4,600 LBS | Sling | FMT | N/A | XSD | DECOMMISSIONED | 4 | 2015-07-14
HEMMWR0003 | K6-1847 | Wire Rope, Sling, 3/8" X 2', SS, 2,400 LBS | Sling | FMT | PM/TS | NOS | DECOMMISSIONED | 4 | 2015-07-14
HEMMWS0005 | M6-0486 | Sling, Endless, Nylon, 2" X 6', 9,000 LBS | Sling | FMT | N/A | XSD | DECOMMISSIONED | 3 | 2015-07-14
HEMMWS0006 | M6-0486 | Sling, Endless, Nylon, 2" X 6', 9,000 LBS | Sling | FMT | N/A | XSD | DECOMMISSIONED | 4 | 2014-07-16
HEMMWS0007 | M6-0486 | Sling, Endless, Nylon, 2" X 3', 3,000 LBS | Sling | FMT | N/A | XSD | DECOMMISSIONED | 3 | 2015-07-14
HENDWR0001 | K7-0618 | 4 LEG WIRE ROPE SLING | Sling | FMT | PM | FOS | OPERATING | 4 | 2023-08-25
HENDWR0002 | K7-0619 | 2 LEG WIRE ROPE SLLING, 3,000 LBS. | Sling | FMT | PM | FOS | OPERATING | 4 | 2024-01-16
HENDWS0001 | K7-0617 | NYLON SLING 1" X 4' | Sling | FMT | N/A | NIC | NOT_IN_CONTRACT | 3 | 2015-03-10
HENDWS0002 | K7-0617 | NYLON SLING 1" X 4' | Sling | FMT | N/A | NIC | NOT_IN_CONTRACT | 3 | 2015-03-10
HENDWS0004 | K7-0618 | NYLON SLING, 1" X 3', 1,200 LBS. | Sling | FMT | PM | FOS | OPERATING | 4 | 2024-01-16
HENDWS0005 | K7-0618 | NYLON SLING 1" X 4', 1,600 LBS. | Sling | FMT | PM | FOS | OPERATING | 4 | 2024-01-25
HENDWS0006 | K7-0618 | NYLON SLING 1" X 4', 1,600 LBS. | Sling | FMT | PM | FOS | OPERATING | 4 | 2024-01-22
HENDWS0007 | K7-0618 | NYLON SLING 1" X 5', 1,100 LBS. | Sling | FMT | PM | FOS | OPERATING | 4 | 2024-01-22
HENDWS0008 | K7-0618 | NYLON SLING 1" X 6', 1,600 LBS. | Sling | FMT | PM | FOS | OPERATING | 4 | 2024-01-25
HENDWS0009 | K7-0618 | NYLON SLING 1" X 6', 1,600 LBS. | Sling | FMT | PM | FOS | OPERATING | 4 | 2024-01-24
HENDWS0010 | K7-0618 | NYLON SLING 1" X 6', 1,600 LBS. | Sling | FMT | PM | FOS | OPERATING | 4 | 2024-01-22
HENDWS0011 | K7-0618 | NYLON SLING 1" X 6', 1,600 LBS. | Sling | FMT | PM | FOS | OPERATING | 4 | 2024-01-26
HEUASH0005 | K6-0947 | SHACKLE, 5/8", 6,000 LBS | Shackle Pin | FMT | PM | FOS | OPERATING | 4 | 2023-04-06
HEUAWS0006 | K6-0947 | NYLON SLING 1" X 2', 3,200 LBS | Sling | FMT | PM | FOS | OPERATING | 4 | 2023-04-06
HEWSWS0001 | M6-0486 | NYLON SLING 2" X 4', 3,200 LBS | Sling | FMT | PM | FOS | OPERATING | 4 | 2023-07-07
HEWSWS0002 | M6-0486 | NYLON SLING 2" X 4', 3,200 LBS | Sling | FMT | PM | FOS | OPERATING | 4 | 2023-07-07
HEWSWS0003 | M6-0486 | NYLON SLING 2" X 6', 3,200 LBS | Sling | FMT | N/A | XSD | DECOMMISSIONED | 4 | 2014-07-16
HEWSWS0004 | M6-0486 | NYLON SLING 2" X 6', 3,200 LBS | Sling | FMT | PM | FOS | OPERATING | 4 | 2023-05-25
HEWSWS0005 | M6-0486 | NYLON SLING 2" X 6', 3,200 LBS | Sling | FMT | PM | FOS | OPERATING | 4 | 2023-05-25
HEWTEB0001 | K6-1696 | Eye Bolt, 1/2", 4,000 LBS | Heavy Equipment Misc | FMT | PM | FOS | OPERATING | 4 | 2024-02-07
HEWTEB0002 | K6-1696 | Eye Bolt, 1/2", 4,000 LBS | Heavy Equipment Misc | FMT | PM | FOS | OPERATING | 4 | 2024-02-14
HEWTEB0003 | K6-1696 | Eye Bolt, 1/2", 4,000 LBS | Heavy Equipment Misc | FMT | PM | FOS | OPERATING | 4 | 2024-02-09
HEWTEB0010 | K6-1696 | Eye Bolt | Rigging | FMT | PM | FOS | OPERATING | 4 | 2024-03-25
HEWTEB0011 | K6-1696 | Eye Bolt | Rigging | FMT | PM | FOS | OPERATING | 4 | 2024-03-19
HEWTEB0012 | K6-1696 | Eye Bolt | Rigging | FMT | PM | FOS | OPERATING | 4 | 2024-03-21
HEWTEB0013 | K6-1696 | Eye Bolt | Rigging | FMT | PM | FOS | OPERATING | 4 | 2024-03-30
HEWTEB0014 | K6-1696 | Eye Bolt | Rigging | FMT | PM | FOS | OPERATING | 4 | 2024-03-19
HEWTEB0015 | K6-1696 | Eye Bolt | Rigging | FMT | PM | FOS | OPERATING | 4 | 2023-05-12
HEWTEB0016 | K6-1696 | Eye Bolt | Rigging | FMT | PM | FOS | OPERATING | 4 | 2024-03-20
HEWTEB0017 | K6-1696 | Eye Bolt | Rigging | FMT | PM | FOS | OPERATING | 4 | 2024-03-19
HEWTEB0018 | K6-1696 | Eye Bolt | Rigging | FMT | PM | FOS | OPERATING | 4 | 2024-05-07
HEWTEB0019 | K6-1696 | Eye Bolt | Rigging | FMT | PM | FOS | OPERATING | 4 | 2024-03-19
HEWTEB0020 | K6-1696 | Eye Bolt | Rigging | FMT | PM | FOS | OPERATING | 4 | 2024-03-19
HEWTEB0021 | K6-1696 | Eye Bolt | Rigging | FMT | PM | FOS | OPERATING | 4 | 2024-03-19
HEWTEB0025 | K6-1696 | Eye Bolt | Rigging | FMT | PM | FOS | OPERATING | 4 | 2024-03-20
HEWTEB0026 | K6-1696 | Eye Bolt | Rigging | FMT | PM | FOS | OPERATING | 4 | 2024-03-29
HEWTEB0027 | K6-1696 | Eye Bolt | Rigging | FMT | PM | FOS | OPERATING | 4 | 2024-05-09
HEWTEB0029 | K6-1696 | Eye Bolt | Rigging | FMT | PM | FOS | OPERATING | 4 | 2024-03-30
HEWTEB0030 | K6-1696 | Eye Bolt | Rigging | FMT | PM | FOS | OPERATING | 4 | 2024-04-03
HEWTEB0031 | K6-1696 | Eye Bolt | Rigging | FMT | PM | FOS | OPERATING | 4 | 2024-03-20
HEWTEB0032 | K6-1696 | Eye Bolt | Rigging | FMT | PM | FOS | OPERATING | 4 | 2024-03-21
HEWTEB0033 | K6-1696 | Eye Bolt | Rigging | FMT | PM | FOS | OPERATING | 4 | 2024-03-19
HEWTEB0034 | K6-1696 | Eye Bolt | Rigging | FMT | PM | FOS | OPERATING | 4 | 2024-03-19
HEWTEB0035 | K6-1696 | Eye Bolt | Rigging | FMT | PM | FOS | OPERATING | 4 | 2024-03-19
HEWTEB0036 | K6-1696 | Eye Bolt | Rigging | FMT | PM | FOS | OPERATING | 4 | 2024-03-21
HEWTEB0037 | K6-1696 | Eye Bolt | Rigging | FMT | PM | FOS | OPERATING | 4 | 2023-03-24
HEWTEB0038 | K6-1696 | Eye Bolt | Rigging | FMT | PM | FOS | OPERATING | 4 | 2024-03-19
HEWTEB0039 | K6-1696 | Eye Bolt | Rigging | FMT | PM | FOS | OPERATING | 4 | 2024-02-05
HEWTEB0040 | K6-1696 | Eye Bolt | Rigging | FMT | PM | FOS | OPERATING | 4 | 2024-03-20
HEWTSH0001 | K6-1696 | SHACKLE, SWIVELL EYE, 2,500 LBS | Shackle Pin | FMT | N/A | XSD | DECOMMISSIONED | 4 | 2015-01-13
HEWTSH0002 | K6-1696 | SHACKLE,Â SWIVELLÂ EYE,Â 2,500Â LBS | Shackle Pin | FMT | N/A | XSD | DECOMMISSIONED | 4 | 2015-01-14
HEWTSH0003 | K6-1696 | SHACKLE, SWIVELL EYE, 2,500 LBS | Shackle Pin | FMT | PM | FOS | OPERATING | 4 | 2024-02-07
HEWTSH0004 | K6-1696 | SHACKLE, SWIVELL EYE, 2,500 LBS | Shackle Pin | FMT | N/A | XSD | DECOMMISSIONED | 4 | 2015-01-20
HEWTSH0005 | K6-1696 | SHACKLE, 3/4", 6,400 LBS | Shackle Pin | FMT | PM | FOS | OPERATING | 4 | 2024-02-05
HEWTSH0006 | K6-1696 | SHACKLE,Â 3/4",Â 4,750Â LBS | Shackle Pin | FMT | N/A | XSD | DECOMMISSIONED | 3 | 2015-01-20
HEWTSH0007 | K6-1696 | SHACKLE, 1/2", 4,000 LBS | Shackle Pin | FMT | N/A | XSD | DECOMMISSIONED | 4 | 2015-01-13
HEWTSH0008 | K6-1696 | SHACKLE,Â 3/4",Â 4,750Â LBS | Shackle Pin | FMT | N/A | XSD | DECOMMISSIONED | 4 | 2015-01-09
HEWTSH0009 | K6-1696 | SHACKLE,Â 3/4",9,550Â LBS | Shackle Pin | FMT | N/A | XSD | DECOMMISSIONED | 4 | 2015-01-09
HEWTSH0010 | K6-1696 | SHACKLE,Â 3/4",9,550Â LBS | Shackle Pin | FMT | N/A | XSD | DECOMMISSIONED | 4 | 2015-01-09
HEWTSH0011 | K6-1696 | SHACKLE,Â 3/4",9,550Â LBS | Shackle Pin | FMT | N/A | XSD | DECOMMISSIONED | 4 | 2015-01-09
HEWTSH0012 | K6-1696 | SHACKLE,Â 3/4",9,550Â LBS | Shackle Pin | FMT | PM/TS | NOS | DECOMMISSIONED | 3 | 2014-09-18
HEWTSH0013 | K6-1696 | SHACKLE,Â SWIVELLÂ EYE,Â 2,500Â LBS | Shackle Pin | FMT | PM | FOS | OPERATING | 4 | 2024-02-14
HEWTSH0014 | K6-1696 | SHACKLE,Â 1/2",Â 4,000Â LBS | Shackle Pin | FMT | N/A | XSD | DECOMMISSIONED | 4 | 2015-05-21
HEWTSH0015 | K6-1696 | Shackle | Shackle Pin | FMT | PM | FOS | OPERATING | 4 | 2023-03-24
HEWTSH0016 | K6-1696 | Shackle | Shackle Pin | FMT | PM | FOS | OPERATING | 4 | 2023-03-29
HEWTSH0017 | K6-1696 | Shackle | Shackle Pin | FMT | PM | FOS | OPERATING | 4 | 2023-03-28
HEWTSH0018 | K6-1696 | Shackle | Shackle Pin | FMT | PM | FOS | OPERATING | 4 | 2023-03-29
HEWTSH0019 | K6-1696 | Shackle | Shackle Pin | FMT | PM | FOS | OPERATING | 4 | 2024-03-30
HEWTSH0020 | K6-1696 | Shackle | Shackle Pin | FMT | PM | FOS | OPERATING | 4 | 2024-05-07
HEWTSH0021 | K6-1696 | Shackle | Shackle Pin | FMT | PM | FOS | OPERATING | 4 | 2023-03-28
HEWTSH0022 | K6-1696 | Shackle | Shackle Pin | FMT | PM | FOS | OPERATING | 4 | 2023-03-30
HEWTSH0023 | K6-1696 | Shackle | Shackle Pin | FMT | PM | FOS | OPERATING | 4 | 2023-03-29
HEWTSH0024 | K6-1696 | Shackle | Shackle Pin | FMT | PM | FOS | OPERATING | 4 | 2023-03-29
HEWTSH0025 | K6-1696 | Shackle | Shackle Pin | FMT | PM | FOS | OPERATING | 4 | 2024-04-03
HEWTSH0026 | K6-1696 | Shackle | Shackle Pin | FMT | PM | FOS | OPERATING | 4 | 2024-04-03
HEWTSH0027 | K6-1696 | Shackle | Shackle Pin | FMT | PM | FOS | OPERATING | 4 | 2023-03-29
HEWTSH0028 | K6-1696 | Shackle | Shackle Pin | FMT | PM | FOS | OPERATING | 4 | 2023-03-29
HEWTSH0029 | K6-1696 | Shackle | Shackle Pin | FMT | PM | FOS | OPERATING | 4 | 2024-05-13
HEWTSH0030 | K6-1696 | Shackle | Shackle Pin | FMT | PM | FOS | OPERATING | 4 | 2024-05-09
HEWTSH0031 | K6-1696 | Shackle | Shackle Pin | FMT | PM | FOS | OPERATING | 4 | 2024-05-13
HEWTSH0032 | K6-1696 | Shackle | Shackle Pin | FMT | PM | FOS | OPERATING | 4 | 2024-05-09
HEWTSH0033 | K6-1696 | Shackle | Shackle Pin | FMT | PM | FOS | OPERATING | 4 | 2023-03-29
HEWTSH0034 | K6-1696 | Shackle | Shackle Pin | FMT | PM | FOS | OPERATING | 4 | 2023-03-29
HEWTSH0035 | K6-1696 | Shackle | Shackle Pin | FMT | PM | FOS | OPERATING | 4 | 2024-05-09
HEWTSH0036 | K6-1696 | Shackle | Shackle Pin | FMT | PM | FOS | OPERATING | 4 | 2024-05-07
HEWTSH0037 | K6-1696 | Shackle | Shackle Pin | FMT | PM | FOS | OPERATING | 4 | 2024-05-09
HEWTSH0038 | K6-1696 | Shackle | Shackle Pin | FMT | PM | FOS | OPERATING | 4 | 2024-05-10
HEWTSH0039 | K6-1696 | Shackle | Shackle Pin | FMT | PM | FOS | OPERATING | 4 | 2024-05-13
HEWTSH0040 | K6-1696 | Shackle | Shackle Pin | FMT | PM | FOS | OPERATING | 4 | 2024-03-29
HEWTSH0041 | K6-1696 | Shackle | Shackle Pin | FMT | PM | FOS | OPERATING | 4 | 2024-05-09
HEWTWR0001 | K6-1696 | SLING,Â WIREÂ ROPE,Â 3/8",Â 2,000Â LBS | Sling | FMT | N/A | XSD | DECOMMISSIONED | 3 | 2015-01-20
HEWTWR0002 | K6-1696 | SLING, WIRE ROPE, 1/2", 4,500 LBS | Sling | FMT | PM | FOS | OPERATING | 4 | 2024-02-14
HEWTWR0003 | K6-1696 | WireÂ Rope,Â 3Â Way,Â 1/4"Â XÂ 1',Â SS,Â 2,500Â LBS | Sling | FMT | PM | FOS | OPERATING | 3 | 2015-03-25
HEWTWR0004 | K6-1696 | Wire Rope, 3 Way, 1/4" X 3', SS, 2,500 LBS | Sling | FMT | N/A | XSD | DECOMMISSIONED | 4 | 2015-07-07
HEWTWR0005 | K6-1696 | WireÂ Rope,Â Sling,Â 1/4"Â XÂ 2',Â SS,Â 1,280Â LBS | Sling | FMT | PM/TS | NOS | DECOMMISSIONED | 3 | 2015-03-25
HEWTWR0006 | K6-1696 | WireÂ Rope,Â Sling,Â 1/4"Â XÂ 2',Â SS,Â 1,280Â LBS | Sling | FMT | PM/TS | NOS | DECOMMISSIONED | 3 | 2015-03-25
HEWTWR0007 | K6-1696 | WireÂ Rope,Â Sling,Â 1/4"Â XÂ 3',Â SS,Â 1,280Â LBS | Sling | FMT | N/A | XSD | DECOMMISSIONED | 4 | 2015-01-26
HEWTWR0008 | K6-1696 | Wire Rope, Sling, 1/4" X 3', SS, 1,280 LBS | Sling | FMT | PM | FOS | OPERATING | 4 | 2024-02-14
HEWTWR0009 | K6-1696 | Wire Rope, Sling, 1/4" X 3', SS, 1,280 LBS | Sling | FMT | N/A | XSD | DECOMMISSIONED | 3 | 2015-05-26
HEWTWR0010 | K6-1696 | Wire Rope, SLING, 1/4" X 2', SS, 1,280 lbs | Sling | FMT | N/A | XSD | DECOMMISSIONED | 4 | 2015-01-26
HEWTWR0011 | K6-1696 | WireÂ Rope,Â SLING,Â 1/4"Â XÂ 2',Â SS,Â 1,280Â lbs | Sling | FMT | N/A | XSD | DECOMMISSIONED | 4 | 2015-01-26
HEWTWR0012 | K6-1696 | WireÂ Rope,Â SLING,Â 1/4"Â XÂ 3',Â SS,Â 1,280Â lbs | Sling | FMT | N/A | XSD | DECOMMISSIONED | 4 | 2015-01-26
HEWTWR0013 | K6-1696 | WireÂ Rope,Â SLING,Â 1/4"Â XÂ 5',Â SS,Â 1,280Â lbs | Sling | FMT | PM/TS | NOS | DECOMMISSIONED | 4 | 2014-09-18
HEWTWR0014 | K6-1696 | WireÂ Rope,Â SLING,Â 1/4"Â XÂ 5',Â SS,Â 1,280Â lbs | Sling | FMT | N/A | XSD | DECOMMISSIONED | 4 | 2014-09-17
HEWTWR0015 | K6-1696 | WireÂ Rope,Â Sling,Â 4Â Way,Â 1/4"Â XÂ 3',Â SS,Â 2,500Â lbs | Sling | FMT | PM | FOS | OPERATING | 5 | 2024-02-14
HEWTWS0001 | K6-1696 | NYLON SLING 2" X 4', 6,500 LBS | Sling | FMT | PM | FOS | OPERATING | 4 | 2024-02-05
HEWTWS0003 | K6-1696 | Sling | Rigging | FMT | PM | FOS | OPERATING | 4 | 2024-03-12
HEWTWS0004 | K6-1696 | Sling,Â Nylon,Â 2"Â XÂ 6',Â 2,400Â LBS | Sling | FMT | N/A | XSD | DECOMMISSIONED | 3 | 2015-03-25
HEWTWS0006 | K6-1696 | Sling,Â Nylon,Â 2"Â XÂ 6',Â 2,400Â LBS | Sling | FMT | N/A | XSD | DECOMMISSIONED | 3 | 2015-03-25
HEWTWS0007 | K6-1696 | Sling | Rigging | FMT | PM | FOS | OPERATING | 1 | 2024-03-12
HEWTWS0008 | K6-1696 | Sling,Â Nylon,Â 2"Â XÂ 6',Â 2,400Â LBS | Sling | FMT | PM/TS | NOS | DECOMMISSIONED | 3 | 2015-03-25
HEWTWS0009 | K6-1696 | Sling, Nylon, 2" X 6', 2,400 LBS | Sling | FMT | PM | FOS | OPERATING | 4 | 2024-02-02
HEWTWS0010 | K6-1696 | Sling,Â Nylon,Â 2"Â XÂ 10',Â 6200Â LBS | Sling | FMT | N/A | XSD | DECOMMISSIONED | 4 | 2015-03-25
HEWTWS0011 | K6-1696 | Sling, Nylon, 2" X 10', 6200 LBS | Sling | FMT | PM | FOS | OPERATING | 4 | 2024-02-05
HEWTWS0013 | K6-1696 | Sling,Â Endless,Â 2"Â XÂ 4',Â 6,500Â LBS | Sling | FMT | N/A | XSD | DECOMMISSIONED | 4 | 2015-03-25
HEWTWS0014 | K6-1696 | Sling,Â Endless,Â 2"Â XÂ 4',Â 6,500Â LBS | Sling | FMT | N/A | XSD | DECOMMISSIONED | 3 | 2015-03-25
HEWTWS0015 | K6-1696 | SLING,Â NYLON,Â 2"Â XÂ 6',Â 2,400Â LBS | Sling | FMT | N/A | XSD | DECOMMISSIONED | 4 | 2015-01-26
HEWTWS0016 | K6-1696 | SLING,Â NYLON,Â 2"Â XÂ 4',Â 6,200Â LBS | Sling | FMT | N/A | XSD | DECOMMISSIONED | 4 | 2015-01-26
HEWTWS0017 | K6-1696 | SLING,Â NYLON,Â 2"Â XÂ 6',Â 2,400Â LBS | Sling | FMT | N/A | XSD | DECOMMISSIONED | 4 | 2015-01-26
HEWTWS0018 | K6-1696 | SLING,Â NYLON,Â 2"Â XÂ 6',Â 4,400Â LBS | Sling | FMT | N/A | XSD | DECOMMISSIONED | 4 | 2015-01-26
HEWTWS0020 | K6-1696 | SLING,Â NYLON,Â 4"Â XÂ 20',Â 11,000Â LBS | Sling | FMT | PM/TS | NOS | DECOMMISSIONED | 4 | 2014-09-18
HEWTWS0021 | K6-1696 | SLING,Â NYLON,Â 4"Â XÂ 20',Â 11,000Â LBS | Sling | FMT | PM/TS | NOS | DECOMMISSIONED | 4 | 2014-09-18
HEWTWS0022 | K6-1696 | SLING,ENDLESS,Â 2"Â XÂ 3',Â 2,600Â LBS | Sling | FMT | PM/TS | NOS | DECOMMISSIONED | 4 | 2014-09-18
HEWTWS0023 | K6-1696 | SLING,ENDLESS, 2" X 3', 2,600 LBS | Sling | FMT | PM | FOS | OPERATING | 4 | 2024-02-02
HEWTWS0024 | K6-1696 | SLING,Â NYLON,Â 2"Â XÂ 6',Â 2,400Â LBS | Sling | FMT | PM/TS | NOS | DECOMMISSIONED | 3 | 2014-09-18
HEWTWS0026 | K6-1696 | SLING,ENDLESS,Â 2"Â XÂ 3',Â 2,600Â LBS | Sling | FMT | PM | FOS | OPERATING | 4 | 2023-11-14
HEWTWS0029 | K6-1696 | Sling, Endless, 1"" X 3' 3,200 LBS. | Sling | FMT | PM | FOS | OPERATING | 4 | 2024-02-14
HEWTWS0102 | K6-1696 | Sling | Rigging | FMT | PM | FOS | OPERATING | 1 | 2024-03-12
HEWTWS0103 | K6-1696 | Sling | Rigging | FMT | PM | FOS | OPERATING | 4 | 2024-03-19
HEWTWS0104 | K6-1696 | Sling | Rigging | FMT | PM | FOS | OPERATING | 4 | 2024-03-12
HEWTWS0105 | K6-1696 | Sling | Rigging | FMT | PM | FOS | OPERATING | 4 | 2024-03-14
HEWTWS0106 | K6-1696 | Sling | Rigging | FMT | PM | FOS | OPERATING | 4 | 2024-03-19
HEWTWS0107 | K6-1696 | Sling | Rigging | FMT | PM | FOS | OPERATING | 4 | 2024-03-14
HEWTWS0108 | K6-1696 | Sling | Rigging | FMT | PM | FOS | OPERATING | 1 | 2024-03-12
HEWTWS0109 | K6-1696 | Sling | Rigging | FMT | PM | FOS | OPERATING | 4 | 2024-03-12
HEWTWS0110 | K6-1696 | Sling | Rigging | FMT | PM | FOS | OPERATING | 1 | 2024-03-12
HEWTWS0111 | K6-1696 | Sling | Rigging | FMT | PM | FOS | OPERATING | 4 | 2024-03-14
HEWTWS0112 | K6-1696 | Sling | Rigging | FMT | PM | FOS | OPERATING | 4 | 2024-03-14
HEWTWS0113 | K6-1696 | Sling | Rigging | FMT | PM | FOS | OPERATING | 4 | 2024-03-09
HEWTWS0114 | K6-1696 | Sling | Rigging | FMT | PM | FOS | OPERATING | 4 | 2024-03-12
HEWTWS0115 | K6-1696 | Sling | Rigging | FMT | PM | FOS | OPERATING | 4 | 2024-03-12
HEWTWS0116 | K6-1696 | Sling | Rigging | FMT | PM | FOS | OPERATING | 4 | 2024-03-09
HEWTWS0117 | K6-1696 | Sling | Rigging | FMT | PM | FOS | OPERATING | 4 | 2024-03-09
HEWTWS0118 | K6-1696 | Sling | Rigging | FMT | PM | FOS | OPERATING | 4 | 2024-03-12
HEWTWS0119 | K6-1696 | Sling | Rigging | FMT | PM | FOS | OPERATING | 4 | 2024-03-19
HF20010 | J8-1708 | Pad A Fuel Farm Potable Water (Perimeter) SS-53.12 | Shwr-Eyewash | WWS | N/A | NIC | NOT_IN_CONTRACT | 4 | 2011-10-28
HF20020 | J8-1708 | Pad A Fuel Farm Potable Water (Perimeter) SS-53.6 | Shwr-Eyewash | WWS | N/A | NIC | NOT_IN_CONTRACT | 4 | 2011-10-28
HF20030 | J8-1708 | Pad A Fuel Farm Potable Water (Perimeter) SS-53.23 | Shwr-Eyewash | WWS | N/A | NIC | NOT_IN_CONTRACT | 3 | 2011-10-28
HF20040 | J8-1708 | Pad A Fuel Farm Potable Water (Perimeter) SS-53.28 | Shwr-Eyewash | WWS | N/A | NIC | NOT_IN_CONTRACT | 4 | 2011-10-28
HF20050 | J8-1708 | Pad A Fuel Farm Potable Water (Perimeter) EW-53.13 | Shwr-Eyewash | WWS | N/A | NIC | NOT_IN_CONTRACT | 4 | 2011-11-02
HF20060 | J8-1708 | Pad A Fuel Farm Potable Water (Perimeter) EW-53.7 | Shwr-Eyewash | WWS | N/A | NIC | NOT_IN_CONTRACT | 4 | 2011-11-02
HF20070 | J8-1708 | Pad A Fuel Farm Potable Water (Perimeter) EW-53.24 | Shwr-Eyewash | WWS | N/A | NIC | NOT_IN_CONTRACT | 4 | 2011-11-02
HF20080 | J8-1708 | Pad A Fuel Farm Potable Water (Perimeter) EW-53.29 | Shwr-Eyewash | WWS | N/A | NIC | NOT_IN_CONTRACT | 4 | 2011-10-28
HFE90001 | K7-0619 | GROUNDING SYSTEM FACILITY | Grounding | ELV | PM | FOS | OPERATING | 4 | 2022-05-06
HH501002 | K6-0894D | ROOF, OPF/GSE STORAGE BUILDING 4100 SF METAL | Roof-Metal | STR | PM | FOS | OPERATING | 2 | 2022-10-06
HIFKPAB304 | K6-0496 | AUXILLIARY BOX | ESS | PSY | PM | FOS | OPERATING | 4 | 2024-03-07
HIFKPTS301 | K6-0496 | GATE TURNSTILE | Turnstile | PSY | PM | FOS | OPERATING | 3 | 2024-03-08
HIFKPTS302 | K6-0496 | GATE TURNSTILE | Turnstile | PSY | PM | FOS | OPERATING | 3 | 2024-03-12
HIFKPVG303 | K6-0496 | Vehicle Gate Access Control | ESS | PSY | PM | FOS | OPERATING | 4 | 2024-03-18
HK101009 | K6-1145 | FAN, EXHAUST WITH SUPPLY, 2700 CFM | Fan-Exhaust-LT100HP | MEC | RTF | FOS | OPERATING | 4 | 2010-10-26
HK101010 | K6-1145 | FAN, EXHAUST WITH SUPPLY, 3150 CFM | Fan-Exhaust-LT100HP | MEC | RTF | FOS | OPERATING | 4 | 2010-10-26
HK101013 | K6-1145 | FAN, INTAKE, GREENHECK | Fan-Supply-LT100HP | MEC | PM | FOS | OPERATING | 3 | 2023-05-31
HK101014 | K6-1145 | FAN, EXHAUST, GREENHECK | Fan-Exhaust-LT100HP | MEC | RTF | FOS | OPERATING | 4 | 2011-06-06
HK102001 | K6-1145 | EXHAUST FAN, S/N 70W15D | Fan-Exhaust-LT100HP | HVC | RTF | FOS | OPERATING | 5 | 2011-02-22
HK201002 | K6-1145 | LIGHTNING PROTECTION | Lightning Prot | ELV | PM | FOS | OPERATING | 4 | 2022-01-13
HK301001 | K6-1145 | GREASE TRAP | Grease Trap | WWS | PM | FOS | OPERATING | 3 | 2024-04-20
HK301003 | K6-1145 | Chemical Drain Pump | Pump-Drain | WWS | PM | FOS | OPERATING | 3 | 2024-02-19
HK307001 | K6-1145 | SHOWER & EYEWASH SAFETY HAWS MN SP233 | Shwr-Eyewash | WWS | PM | FOS | OPERATING | 3 | 2023-12-18
HK308001 | K6-1145 | FILTER, CUNO, CENTER DRINK ISLAND, SERVES 2 ICE MA | Filters-Water | WWS | PM | FOS | OPERATING | 3 | 2024-05-06
HK308002 | K6-1145 | FILTER, CUNO, SUPPLY COFFEE MAKER | Filters-Water | WWS | PM | FOS | OPERATING | 3 | 2024-05-06
HK308004 | K6-1145 | FILTER, CUNO, ON FOOD LINE | Filters-Water | WWS | N/A | XSD | NOT_IN_CONTRACT | 3 | 2017-10-30
HK310001 | K6-1145 | WATER SOFTENER | Water Softener | WWS | N/A | XSD | DECOMMISSIONED | 4 | 2012-10-30
HK501002 | K6-1145 | ROOF, MULTI-FUNCTION BUILDING 17828 SF | Roof-BUR | STR | PM | FOS | OPERATING | 2 | 2023-08-23
HK501003 | K6-1145 | ROOF, MULTI-FUNCTION BUILDING 17828 SF | Roof-BUR | STR | PM | FOS | OPERATING | 3 | 2023-05-11
HK501004 | K6-1145 | CANOPY AND MAIN ENTRANCE SOUTH SIDE, K6-1145 | Structure | STR | PM | FOS | OPERATING | 2 | 2023-01-18
HK502001 | K6-1145 | DOOR, AUTOMATIC, SLIDING, BI-PARTING | Doors-Sliding Electric | MEC | RTF | FOS | OPERATING | 4 | 2013-07-18
HK504001 | K6-1145 | DOOR, AUTOMATIC, DUAL SWINGING | Doors-Ped | MEC | PM | FOS | OPERATING | 4 | 2024-04-02
HK504002 | K6-1145 | DOOR, AUTOMATIC, DUAL SWINGING | Doors-Ped | MEC | PM | FOS | OPERATING | 4 | 2023-10-16
HK701004 | K6-1145 | CONVEYOR SOILED DISH OLSON | Kitchen-Conveyor | MEC | N/A | NIC | NOT_IN_CONTRACT | 4 | 2012-04-13
HK701006 | K6-1145 | HOOD, VENTILATING, CAFE, MFF | Kitchen-Hood | MEC | PM | FOS | OPERATING | 4 | 2024-05-09
HK701007 | K6-1145 | HOOD, VENTILATING, CAFE , MFF | Kitchen-Hood | MEC | PM | FOS | OPERATING | 4 | 2024-05-09
HK701009 | K6-1145 | HOOD, VENTILATING, CAFE, MFF | Kitchen-Hood | MEC | PM | FOS | OPERATING | 4 | 2024-05-09
HK902011 | K6-1145 | PAN COLD SALAD | Refrigeration-Refrigerator | HVC | N/A | NIC | NOT_IN_CONTRACT | 4 | 2012-02-27
HK904001 | K6-1145 | REFRIGERATOR WALK-IN S/N 60845 | Refrigeration-Refrigerator | HVC | N/A | NIC | NOT_IN_CONTRACT | 4 | 2012-02-16
HK904003 | K6-1145 | ICE MACHINE, CUBE, MFF | Refrigeration-Ice Machine-Cube | HVC | N/A | NIC | NOT_IN_CONTRACT | 3 | 2012-07-18
HK905001 | K6-1145 | ICE MACHINE, CUBE, M/N CD0602A S/N 82081534 | Refrigeration-Ice Machine-Cube | HVC | N/A | NIC | NOT_IN_CONTRACT | 3 | 2012-07-18
HK906001 | K6-1145 | COOLER, WALK-IN AMERICAN S/N 654692 | Refrigeration-Refrigerator | HVC | N/A | NIC | NOT_IN_CONTRACT | 3 | 2012-06-05
HK907001 | K6-1145 | COOLER, WALK-IN BALLY S/N PXR011001 | Refrigeration-Refrigerator | HVC | N/A | NIC | NOT_IN_CONTRACT | 3 | 2012-06-05
HKA01002 | K6-1145 | AIR HANDING UNIT, CHW TRANE S/N K01L56071C | AHU-CHW-5T_30T | HVC | PM | FOS | OPERATING | 2 | 2024-02-19
HKA02002 | K6-1145 | AIR HANDING UNIT, CHW TRANE S/N T01K06507B | AHU-CHW-5T_30T | HVC | PM | FOS | OPERATING | 3 | 2024-02-19
HKA03002 | K6-1145 | AIR HANDING UNIT, CHW TRANE S/N K01L56058C | AHU-CHW-5T_30T | HVC | PM | FOS | OPERATING | 3 | 2024-03-01
HKA04001 | K6-1145 | AIR HANDING UNIT, CHW TRANE S/N T01K06510B | AHU-CHW-5T_30T | HVC | PM | FOS | OPERATING | 3 | 2024-03-06
HKARWRF002 | K6-1145 | REFRIGERATED DELI COOLER, 105-03 | Refrigeration-Refrigerator | HVC | N/A | NIC | NOT_IN_CONTRACT | 4 | 2012-02-16
HKARWRF003 | K6-1145 | DELI COOLER, ATLAS METAL INDUSTRIES, 5-07-A | Refrigeration-Refrigerator | HVC | N/A | NIC | NOT_IN_CONTRACT | 3 | 2010-09-29
HKARWRF004 | K6-1145 | DELI COOLER, ATLAS METAL INDUSTRIES, 6-07-A | Refrigeration-Refrigerator | HVC | N/A | NIC | NOT_IN_CONTRACT | 3 | 2012-02-06
HKE01001-R1 | K6-1145 | SS 834 300KVA 13.8KV-480/277V OIL PDMT INTERSTATE TRANS. | Transformers-Oil-MV | EHV | PT | FOS | OPERATING | 4 | 2023-02-10
HKFFACP001 | K6-1145 | FACP, SIMPLEX 4005 | FACP | PSY | PM | FOS | OPERATING | 3 | 2023-06-08
HKFFART001 | K6-1145 | CENTRAL RADIO MONITORING SYSTEM (CRMS) TRANSCEIVER | CRMS | PSY | PM | FOS | OPERATING | 2 | 2023-06-03
HKFH1045 | K6-1145 | HYDRANT, FIRE, M & H 5-1/4" 1967 | Hydrant | WWS | PM | FOS | OPERATING | 5 | 2024-03-29
HKFH1300 | K6-1145 | HYDRANT, FIRE, MUELLER 4-1/2" 1982 | Hydrant | WWS | PM | FOS | OPERATING | 4 | 2024-03-29
HKFSCWC001 | K6-1145 | WET CHEM FIRE SUPPRESSION SYSTEM WITH GAS VALVE | Wet Chem | PSY | PM | FOS | OPERATING | 3 | 2024-02-16
HKFSCWC002 | K6-1145 | WET CHEM FIRE SUPPRESSION SYSTEM WITH GAS VALVE | Wet Chem | PSY | PM | FOS | OPERATING | 3 | 2024-02-15
HKFSCWC003 | K6-1145 | WET CHEMICAL FIRE SUPPRESSION, GAS VLV NO SHUNT | Wet Chem | PSY | PM | FOS | OPERATING | 3 | 2024-02-14
HKFUCNG001 | K6-1145 | Facility Natural Gas Piping | Gas Piping | MEC | PM | FOS | OPERATING | 4 | 2023-06-20
HKS12004-R1 | K6-1145 | BFP WATTS PVB 800M4QT 3/4" S/N 321986 | BFP | WWS | N/A | NOS | DECOMMISSIONED | 4 | 2014-09-12
HKS12006 | K6-1145 | BFP 3/4" PRESSURE VACUUM BREAKER, S/N D 64-1-2 | BFP | WWS | N/A | XSD | DECOMMISSIONED | 3 | 2022-09-22
HKS12007 | K6-1145 | BFP 3/4" PRESSURE VACUUM BREAKER, S/N 81694 | BFP | WWS | N/A | XSD | DECOMMISSIONED | 3 | 2022-09-22
HKS12008 | K6-1145 | BFP WATTS PVB 800M4QT 3/4" S/N 320995 | BFP | WWS | N/A | NOS | DECOMMISSIONED | 3 | 2014-09-16
HKS12009 | K6-1145 | BFP WATTS 774 6" DC S/N 1126400710 | BFP-Fire | WWS | PM | FOS | OPERATING | 4 | 2024-03-28
HL203001 | K6-1995A | LIGHTNING PROTECTION | Lightning Prot | ELV | PM | FOS | OPERATING | 3 | 2022-08-05
HL2ELITE | K6-1995 | LIGHTS, EMERGENCY & EXIT, K6-1995 | Emer-Exit Lights Self Testing | ELV | PM | FOS | OPERATING | 3 | 2017-07-06
HL302001 | K6-1995 | SHOWER & EYEWASH SAFETY | Shwr-Eyewash | WWS | PM | FOS | OPERATING | 4 | 2024-02-05
HL308001 | K6-1996 | FILTER-CUNO ON ICE MACHINE CHARCOAL | Filters-Water | WWS | N/A | XSD | DECOMMISSIONED | 4 | 2014-12-11
HL308002 | K6-1995 | FILTER, CUNO ON ICE MACHINE CHARCOAL | Filters-Water | WWS | N/A | XSD | DECOMMISSIONED | 3 | 2016-07-01
HL501002 | K6-1995 | ROOF, HEAVY EQPT/GEN MAINT SHOP 8314 SF | Roof-Metal | STR | N/A | XSD | DECOMMISSIONED | 5 | 2018-09-20
HL501002-R1 | K6-1995 | ROOF, HEAVY EQPT/GEN MAINT SHOP 8314 SF | Roof-Metal | STR | PM | FOS | OPERATING | 2 | 2022-11-08
HLARWIM003 | K6-1995 | Manitowoc Ice Machine | Refrigeration-Ice Machine-Cube | HVC | PM | FOS | OPERATING | 3 | 2024-01-24
HLFCACP001 | K6-1995 | Air Compressor, 5 HP, Quincy | Compressors-Air-Reciprocating | HVC | PM | FOS | OPERATING | 3 | 2024-03-02
HLS12001 | K6-1995 | BFP FEBCO 3/4" RPZ, S/N H15344 | BFP | WWS | N/A | XSD | DECOMMISSIONED | 3 | 2018-07-13
HLS12002 | K6-1995 | BFP WATTS 919QT 2" RP S/N 09903 | BFP | WWS | PM | FOS | OPERATING | 4 | 2023-10-16
HM308001 | M6-0486 | FILTER, CUNO, ON ICE MACHINE, M/N CHARCOAL | Filters-Water | WWS | N/A | XSD | DECOMMISSIONED | 4 | 2013-11-06
HM313001 | L6-0247 | EYEWASH, PORTABLE, W/DRENCH HOSE ENCON | Shwr-Eyewash-Portable-Pressurized | WWS | PM | FOS | OPERATING | 3 | 2024-03-20
HM901004 | M6-0486 | ICE MACHINE, FLAKE | Refrigeration-Ice Machine-Flake | HVC | N/A | XSD | DECOMMISSIONED | 3 | 2017-10-16
HN501002 | M6-0595D | ROOF, INCINERATOR BLDG, 2500 SF, MTL (SIMON REQD) | Roof-Metal | STR | PM/AS | NAB | ABANDONED | 2 | 2017-08-08
HNF41001 | M6-0595D | FACP, SIMPLEX 4002 | FACP | PSY | PM/AS | NAB | ABANDONED | 3 | 2020-02-18
HNS12001 | M6-0595D | BFP WATTS 919QT 1" RP, S/N 15479 | BFP | WWS | PM/AS | NAB | ABANDONED | 3 | 2020-10-27
HO20010 | J8-1708 | Pad A Ox Farm Potable Water (Perimeter) SS-51.12 | Shwr-Eyewash | WWS | N/A | NIC | NOT_IN_CONTRACT | 4 | 2011-10-28
HO20020 | J8-1708 | Pad A Ox Farm Potable Water (Perimeter) SS-51.6 | Shwr-Eyewash | WWS | N/A | NIC | NOT_IN_CONTRACT | 4 | 2011-10-28
HO20030 | J8-1708 | Pad A Ox Farm Potable Water (Perimeter) SS-51.23 | Shwr-Eyewash | WWS | N/A | NIC | NOT_IN_CONTRACT | 4 | 2011-10-28
HO20040 | J8-1708 | Pad A Ox Farm Potable Water (Perimeter) SS-51.28 | Shwr-Eyewash | WWS | N/A | NIC | NOT_IN_CONTRACT | 4 | 2011-10-28
HO20050 | J8-1708 | Pad A Ox Farm Potable Water (Perimeter) EW-51.13 | Shwr-Eyewash | WWS | N/A | NIC | NOT_IN_CONTRACT | 4 | 2011-10-28
HO20060 | J8-1708 | Pad A Ox Farm Potable Water (Perimeter) EW-51.7 | Shwr-Eyewash | WWS | N/A | NIC | NOT_IN_CONTRACT | 4 | 2011-10-28
HO20070 | J8-1708 | Pad A Ox Farm Potable Water (Perimeter) EW-51.24 | Shwr-Eyewash | WWS | N/A | NIC | NOT_IN_CONTRACT | 4 | 2011-10-28
HO20080 | J8-1708 | Pad A Ox Farm Potable Water (Perimeter) EW-51.29 | Shwr-Eyewash | WWS | N/A | NIC | NOT_IN_CONTRACT | 4 | 2011-10-28
HO501002 | J6-0407 | ROOF, ANT BLDG (HTR) 400 SF CONC | Roof-Single Ply | STR | N/A | NAB | ABANDONED | 5 | 2012-07-30
HOAIAUA001 | J6-0407 | WINDOW UNIT, STRUCTURE | AHU-DX-Window | HVC | N/A | NAB | ABANDONED | 3 | 2011-05-24
HOAIAUA002 | J6-0407 | WINDOW UNIT, RADAR | AHU-DX-Window | HVC | N/A | NAB | ABANDONED | 4 | 2011-05-25
HOE01001 | J6-0407 | SS 1152 112.5KVA 13.8KV-208/120V OIL PDMT COOPER | Transformers-Oil-MV | EHV | PM/PT | FOS | OPERATING | 4 | 2022-11-12
HPE01001 | M6-0595D | SS 177 750KVA 13.2KV-480/277V OIL TYPE ITE | Transformers-Oil-MV | EHV | N/A | XSD | DECOMMISSIONED | 4 | 2016-10-24
HPFH1270 | UK-0031 | HYDRANT, FIRE, MUELLER 5-1/4" 1963 | Hydrant | WWS | N/A | XSD | DECOMMISSIONED | 4 | 2013-09-09
HPH55001 | M6-0798 | BOILER PORTABLE CLEAVER BROOKS M/N CB100150 | Boilers-Portable | HVC | N/A | XSD | DECOMMISSIONED | 4 | 2014-09-18
HPH56001 | M6-0798 | BOILER, PORTABLE, YORK SHIPLEY, NBN 29354 | Boilers-Portable | HVC | PM | FOS | OPERATING | 4 | 2014-10-16
HPH57001 | M6-0798 | BOILER MOBILE INDUSTRIAL S/N-S15082 | Boilers-Portable | HVC | N/A | XSD | DECOMMISSIONED | 4 | 2014-10-17
HRAIAUA001 | L7-1758 | WALL-MOUNT A/C | AHU-DX-Wall | HVC | N/A | NAB | ABANDONED | 4 | 2011-02-25
HSFH1235 | UK-0031 | HYDRANT, FIRE, MUELLER 5-1/4" 1964 | Hydrant | WWS | PM | FOS | OPERATING | 3 | 2023-09-06
HT203001 | M7-1212 | LIGHTNING PROTECTION | Lightning-Grounding | ELV | N/A | NOS | DECOMMISSIONED | 2 | 2011-05-19
HT2ELITE | M7-1212 | LIGHTS, EMERGENCY & EXIT, M7-1212 | Emer-Exit Lights Self Testing | ELV | N/A | NOS | DECOMMISSIONED | 3 | 2011-12-14
HT301001 | M7-1212 | HOSE REEL, WASHDOWN | Fire-Hose | WWS | N/A | NOS | DECOMMISSIONED | 3 | 2012-04-02
HT301002 | M7-1212 | SHOWER & EYEWASH SAFETY | Shwr-Eyewash | WWS | N/A | XSD | DECOMMISSIONED | 4 | 2012-07-17
HT301003 | M7-1212 | SHOWER & EYEWASH SAFETY | Shwr-Eyewash | WWS | N/A | XSD | DECOMMISSIONED | 4 | 2012-07-17
HT301004 | M7-1212 | SHOWER & EYEWASH SAFETY WESTERN 2FL CALL7-2059 | Shwr-Eyewash | WWS | N/A | XSD | DECOMMISSIONED | 4 | 2012-02-14
HT301005 | M7-1212 | SHOWER & EYEWASH SAFETY SPEAKMAN | Shwr-Eyewash | WWS | N/A | XSD | DECOMMISSIONED | 4 | 2012-02-14
HT301006 | M7-1212 | SHOWER & EYEWASH SAFETY SPEAKMAN | Shwr-Eyewash | WWS | N/A | XSD | DECOMMISSIONED | 4 | 2012-02-14
HT301007 | M7-1212 | HOSE REEL, WASHDOWN | Fire-Hose | WWS | N/A | XSD | DECOMMISSIONED | 3 | 2012-04-02
HT301008 | M7-1212 | SHOWER & EYEWASH SAFETY HAWS | Shwr-Eyewash | WWS | N/A | XSD | DECOMMISSIONED | 4 | 2012-07-17
HT301009 | M7-1212 | SHOWER & EYEWASH SAFETY HAWS | Shwr-Eyewash | WWS | N/A | XSD | DECOMMISSIONED | 4 | 2012-07-17
HT501002 | M7-1212 | ROOF, HMP SOUTH 6296SF | Roof-BUR | STR | N/A | NOS | DECOMMISSIONED | 4 | 2011-07-20
HT802001 | M7-1212 | Air Compressor, 40 HP, Sullair LS-10 | Compressors-Air-Screw | HVC | N/A | XSD | DECOMMISSIONED | 4 | 2012-06-11
HTA01010 | M7-1212 | A/C Unit, CAC-1 (480 VAC, Room 105, Panel B, CKT 33) | AHU-CHW-Computer-5T_30T | HVC | N/A | XSD | DECOMMISSIONED | 4 | 2012-04-03
HTA01011 | M7-1212 | A/C Unit, CAC-2 (480 VAC, Room 105, Panel B, CKT 51) | AHU-CHW-Computer-5T_30T | HVC | N/A | XSD | DECOMMISSIONED | 4 | 2012-04-03
HTA07001 | M7-1212 | Air Handling Unit, AHU-1 (480 VAC, Local Service Disconnect) | AHU-CHW-5T_30T | HVC | N/A | XSD | DECOMMISSIONED | 2 | 2012-04-16
HTA07002 | M7-1212 | Air Handling Unit, AHU-2 (480 VAC, Local Service Disconnect) | AHU-CHW-5T_30T | HVC | N/A | XSD | DECOMMISSIONED | 2 | 2012-04-04
HTA07003 | M7-1212 | Air Handling Unit, AHU-3 (480 VAC, Local Service Disconnect) | AHU-CHW-5T_30T | HVC | N/A | XSD | DECOMMISSIONED | 2 | 2012-04-04
HTA08001 | M7-1212 | Chilled Water Pump, P-1 (480 VAC, Local Service Disconnect) | Pump-Pad Mount-(CHW/CW)-GT10HP | HVC | N/A | XSD | DECOMMISSIONED | 3 | 2012-06-18
HTA08002 | M7-1212 | Chilled Water Pump, P-2 (480 VAC, Local Service Disconnect) | Pump-Pad Mount-(CHW/CW)-GT10HP | HVC | N/A | XSD | DECOMMISSIONED | 3 | 2012-06-18
HTA08003 | M7-1212 | Hot Water Pump, P-3 (480 VAC, Local Service Disconnect) | Pump-Pad Mount-(HTHW/HW)-GT10HP | HVC | N/A | XSD | DECOMMISSIONED | 4 | 2012-05-02
HTA08004 | M7-1212 | Hot Water Pump, P-4 (480 VAC, Local Service Disconnect) | Pump-Pad Mount-(HTHW/HW)-GT10HP | HVC | N/A | XSD | DECOMMISSIONED | 4 | 2012-05-04
HTE01001 | Q6-0082 | SS 141 500KVA 13.2KV-480/277V OIL TYPE PDMT COOPER | Transformers-Oil-MV | EHV | PM | FOS | OPERATING | 4 | 2023-05-21
HTE01001-D | M7-1212 | IPS-60 EMERGENCY EGRESS LIGHTING | IPS | ELV | N/A | NOS | DECOMMISSIONED | 4 | 2012-08-09
HTE90001 | M7-1212 | GROUNDING SYSTEM FACILITY | Lightning-Grounding | ELV | N/A | NOS | DECOMMISSIONED | 4 | 2011-05-17
HTF20001 | M7-1212 | SPRINKLER SYSTEM, RASCO 4" | Wet Pipe | PSY | N/A | NOS | DECOMMISSIONED | 4 | 2012-09-07
HTF41001 | M7-1212 | FACP, SIMPLEX 4002 | FACP | PSY | N/A | XSD | DECOMMISSIONED | 4 | 2012-06-08
HTFFART001 | M7-1212 | CENTRAL RADIO MONITORING SYSTEM (CRMS) TRANSCEIVER | CRMS | PSY | N/A | XSD | DECOMMISSIONED | 4 | 2015-05-05
HTFH1060 | M7-1212 | HYDRANT, FIRE, MUELLER 5-1/4" 1962 | Hydrant | WWS | N/A | XSD | DECOMMISSIONED | 4 | 2017-09-20
HTFH1060-R1 | UK-0031 | Hydrant, FIRE, AMERICAN DARLING, 2013 | Hydrant | WWS | PM | FOS | OPERATING | 3 | 2023-11-11
HTFH1230 | UK-0031 | HYDRANT, FIRE, MUELLER 5-1/4" 1962 | Hydrant | WWS | PM | FOS | OPERATING | 3 | 2023-08-30
HTFKPCP083 | M7-1212 | INTELLIGENT SYSTEM CONTROLLER #83 | ESS | PSY | N/A | NOS | DECOMMISSIONED | 4 | 2012-07-22
HTS12001 | M7-1212 | BFP FEBCO 825Y 3/4" S/N R-1116 | BFP | WWS | N/A | NOS | DECOMMISSIONED | 3 | 2012-04-03
HTS12003 | M7-1212 | BFP FEBCO 825Y 3/4" S/N E5064 | BFP | WWS | N/A | NOS | DECOMMISSIONED | 3 | 2012-04-04
HTS12004 | M7-1212 | BFP FEBCO RPZ 1 1/2", S/N X6513 | BFP | WWS | N/A | NOS | DECOMMISSIONED | 3 | 2012-04-05
HTS12005 | M7-1212 | BFP FEBCO RPZ 1 1/2", S/N AC9200 | BFP | WWS | N/A | NOS | DECOMMISSIONED | 3 | 2012-04-03
HTS12006 | M7-1212 | BFP FEBCO 805Y DC 3" S/N 95071111 | BFP-Fire | WWS | N/A | NOS | DECOMMISSIONED | 3 | 2012-10-12
HTS12007 | M7-1212 | BFP WATTS 909 4" RP, S/N 216911 | BFP | WWS | N/A | NOS | DECOMMISSIONED | 4 | 2011-11-10
HTS12008 | M7-1212 | BFP WATTS 919QT 2" RP | BFP | WWS | N/A | NOS | DECOMMISSIONED | 4 | 2011-11-10
HTWTSH0019 | K6-1696 | Shackle | Rigging | FMT | PM | FOS | OPERATING | 4 | 2024-04-03
HU301001 | M6-0307 | GREASE TRAP ZURN SN Z-1172 | Grease Trap | WWS | PM | FOS | OPERATING | 3 | 2024-04-20
HUF20002 | M6-0409I | FIRE SUPPRESSION SYSTEM | Wet Pipe | PSY | PM | FOS | OPERATING | 3 | 2024-02-09
HUF23001 | M6-0409I | VALVE, FIRE HOSE SYSTEM PIV M6-409I-FI OUTSIDE | Valves-Fire Hose | PSY | PM | FOS | OPERATING | 3 | 2024-05-13
HUFFAAS001 | M6-0307 | VESDA AIR SAMPLING DETECTION SYSTEM #1 | ASSD | PSY | PM | FOS | OPERATING | 3 | 2024-04-17
HUFFAAS002 | M6-0307 | VESDA AIR SAMPLING DETECTION SYSTEM #2 | ASSD | PSY | PM | FOS | OPERATING | 2 | 2024-04-17
HUFFAAS003 | M6-0307 | VESDA AIR SAMPLING DETECTION SYSTEM #3 | ASSD | PSY | PM | FOS | OPERATING | 3 | 2024-04-18
HUFFAAS004 | M6-0307 | VESDA AIR SAMPLING DETECTION SYSTEM #4 | ASSD | PSY | PM | FOS | OPERATING | 3 | 2024-04-24
HUFFAAS006 | M6-0307 | AIR SAMPLING SYSTEM , AHU, DUAL XAD #1 M1-86 M1-82 | ASSD | PSY | PM | FOS | OPERATING | 3 | 2024-04-18
HUFFAAS007 | M6-0307 | AIR SAMPLING SYSTEM , AHU, XAD #2 M1-79 | ASSD | PSY | PM | FOS | OPERATING | 4 | 2023-03-27
HUFFAAS008 | M6-0307 | AIR SAMPLING SYSTEM , AHU, XAD #3 M1-94 | ASSD | PSY | PM | FOS | OPERATING | 3 | 2023-03-27
HUFFACP001 | M6-0307 | FACP, SIMPLEX, 4100ES | FACP | PSY | PM | FOS | OPERATING | 2 | 2023-07-27
HUFFACPN63 | M6-0409I | FACP, SIMPLEX 4100 | FACP | PSY | PM | FOS | OPERATING | 4 | 2024-01-30
HUFFACPN68 | M6-0409R | FACP, SIMPLEX 4100ES, M6-0409R | FACP | PSY | PM | FOS | OPERATING | 3 | 2023-06-30
HUFFART001 | M6-0307 | CENTRAL RADIO MONITORING SYSTEM (CRMS) TRANSCEIVER | CRMS | PSY | PM | FOS | OPERATING | 5 | 2024-04-06
HUFH1001 | UK-0031 | HYDRANT, FIRE, AMERICAN DARLING, 2020 | Hydrant | WWS | PM | FOS | OPERATING | 4 | 2023-12-20
HUFH1002 | UK-0031 | HYDRANT, FIRE, AMERICAN DARLING, 2020 | Hydrant | WWS | PM | FOS | OPERATING | 4 | 2023-11-30
HUFH1003 | UK-0031 | HYDRANT, FIRE, AMERICAN DARLING, 2020 | Hydrant | WWS | PM | FOS | OPERATING | 4 | 2023-12-21
HUFH1004 | UK-0031 | HYDRANT, FIRE, AMERICAN DARLING, 2020 | Hydrant | WWS | PM | FOS | OPERATING | 4 | 2023-11-29
HUFH1075 | UK-0031 | HYDRANT, FIRE, MUELLER 5-1/4", 1996 | Hydrant | WWS | PM | FOS | OPERATING | 4 | 2023-04-26
HUFH1255 | M6-0409I | HYDRANT, FIRE, MUELLER 5-1/4" 1973 | Hydrant | WWS | N/A | XSD | DECOMMISSIONED | 4 | 2018-09-20
HUFSCWC001 | M6-0307 | Wet Chem Fire Suppression System with Gas Valve | Wet Chem | PSY | PM | FOS | OPERATING | 3 | 2024-04-25
HUFSYST000 | M6-0307 | Control Valve | Valves-Fire Supply | PSY | PM | FOS | OPERATING | 4 | 2024-03-22
HUFSYST001 | M6-0307 | Standpipe - Fire Hose Valve System, South Stair | Standpipe | PSY | PM | FOS | OPERATING | 4 | 2024-03-21
HUFSYST002 | M6-0307 | Standpipe - Fire Hose Valve System, South Stair | Standpipe | PSY | PM | FOS | OPERATING | 4 | 2024-03-21
HUFSYST901 | M6-0307 | Fire Department Connection | FDC | PSY | PM | FOS | OPERATING | 3 | 2024-03-14
HUFSYWS003 | M6-0307 | Wet Pipe Fire Sprinkler System | Wet Pipe | PSY | PM | FOS | OPERATING | 3 | 2024-03-06
HUFSYWS004 | M6-0307 | Wet Pipe Fire Sprinkler System | Wet Pipe | PSY | PM | FOS | OPERATING | 3 | 2024-03-13
HUS12001 | M6-0410 | BFP, FEBCO 870Y D.C 4" S/N F0409021302 | BFP | WWS | PM | FOS | OPERATING | 4 | 2024-02-05
HUS12002 | M6-0307 | BFP, ZURN 975XL 1" S/N ABL6464 | BFP | WWS | PM | FOS | OPERATING | 4 | 2023-11-30
HUS12003 | M6-0307 | BFP FEBCO 6" DC S/N N2007171018 M/N LF850 | BFP-Fire | WWS | PM | FOS | OPERATING | 4 | 2024-03-13
HUS12004 | M6-0307 | BFP, ZURN, 375DA, 3" S/N 13096 | BFP | WWS | PM | FOS | OPERATING | 4 | 2023-11-29
HUS12005 | M6-0307 | BFP, ZURN, 975XL2, 3/4" | BFP | WWS | PM | FOS | OPERATING | 4 | 2023-11-29
HUS12006 | M6-0307 | BFP, ZURN 975XL 2" S/N ACD3364 | BFP | WWS | PM | FOS | OPERATING | 4 | 2023-11-30
HUS12007 | M6-0307 | BFP, WATTS RP, 3" S/N ML0054 | BFP | WWS | PM | FOS | OPERATING | 4 | 2023-11-29
HV101002 | M6-0486 | TANK EXPANSION 60GAL | Tanks-Expansion-HW | HVC | PM | FOS | OPERATING | 4 | 2023-08-24
HV802007 | M6-0486M | FUEL TANK, REGISTERED, Gasoline, 4000 Gallon | Tanks-Fuel | STR | N/A | NAB | ABANDONED | 3 | 2019-02-08
HV802008 | M6-0486M | FUEL TANK, REGISTERED, Diesel, 4000 Gallon | Tanks-Fuel | STR | N/A | NAB | ABANDONED | 3 | 2019-02-08
HVACAAD001 | M6-0486 | AIR DRYER, REFRIGERATED | Refrigeration-Air Dryer | HVC | N/A | XSD | DECOMMISSIONED | 1 | 2018-05-17
HVE90001 | M6-0486 | GROUNDING SYSTEM FACILITY | Grounding | ELV | N/A | NAB | DECOMMISSIONED | 4 | 2010-11-07
HZ102001 | M7-1362 | EXHAUST FAN, ROOF | Fan-Exhaust-LT100HP | MEC | RTF | FOS | OPERATING | 3 | 2010-07-21
HZ102002 | M7-1362 | EXHAUST FAN, ROOF | Fan-Exhaust-LT100HP | MEC | RTF | FOS | OPERATING | 3 | 2010-07-21
HZ102003 | M7-1362 | EXHAUST FAN, ROOF | Fan-Exhaust-LT100HP | MEC | RTF | FOS | OPERATING | 3 | 2010-07-21
HZ102004 | M7-1362 | EXHAUST FAN, ROOF | Fan-Exhaust-LT100HP | MEC | RTF | FOS | OPERATING | 3 | 2010-07-21
HZ202001 | M7-1362 | LIGHTNING PROTECTION | Lightning Prot | ELV | PM | FOS | OPERATING | 4 | 2021-05-10
HZ2ELITE | M7-1362 | LIGHTS, EMERGENCY & EXIT, M7-1362 | Emer-Exit Lights Self Testing | ELV | PM | FOS | OPERATING | 3 | 2017-09-01
HZ501002 | M7-1362 | ROOF, FIREX PUMP STATION, METAL, 4437 SF | Roof-Metal | STR | PM | FOS | OPERATING | 3 | 2024-01-19
HZE01001 | M7-1362 | MCC-1, 480VAC | MCC | ELV | PM | FOS | OPERATING | 4 | 2023-04-29
HZF41001 | M7-1362 | FACP, SIMPLEX 4002 | FACP | PSY | PM/TS | NOS | DECOMMISSIONED | 4 | 2012-01-24
HZFCB003 | M7-1362 | HMF Pump House, Fire Engine No. 3 Cranking Batteries | Battery-Fire-Engine | WWS | PMHL | FOS | OPERATING | 4 | 2013-04-03
HZFCP001-R1 | M7-1362 | HMF Pump House, Fire Engine Control Panel No. 1 | Controls-Fire-Pump | WWS | N/A | XSD | DECOMMISSIONED | 3 | 2020-09-16
HZFCP003 | M7-1362 | HMF Pump House, Fire Engine Control Panel No. 3 | Controls-Fire-Pump | WWS | N/A | XSD | DECOMMISSIONED | 4 | 2020-01-29
HZFCP010 | M7-1362 | HMF Pump House, Fire Pump Master Control Panel | Controls-Fire-Pump | WWS | N/A | XSD | DECOMMISSIONED | 3 | 2020-09-17
HZFFACP001 | M7-1362 | FACP SIMPLEX 4100ES | FACP | PSY | PM | FOS | OPERATING | 3 | 2023-08-25
HZFFART001 | M7-1362 | CENTRAL RADIO MONITORING SYSTEM (CRMS) TRANSCEIVER | CRMS | PSY | PM | FOS | OPERATING | 3 | 2023-08-18
HZFFP001-R1 | M7-1362 | HMF Pump House, Fire Pump No.1 | Pump-Fire-Diesel | WWS | N/A | XSD | DECOMMISSIONED | 3 | 2021-07-21
HZFFP003 | M7-1362 | HMF Pump House, Fire Pump No.3 | Pump-Fire-Diesel | WWS | N/A | XSD | DECOMMISSIONED | 4 | 2021-07-21
HZFJP001 | M7-1362 | HMF Pump House, Jockey Pump | Pump-Fire-Jockey | WWS | N/A | XSD | DECOMMISSIONED | 3 | 2013-11-21
HZFST001 | M7-1362 | HMF Pump House, Hydro-Pneumatic Tank | Tanks-Fire-Surge | WWS | N/A | XSD | DECOMMISSIONED | 3 | 2021-03-04
HZFSYWS002 | M7-1362 | WET PIPE SPRINKLER SYSTEM w/GN2 | Wet Pipe | PSY | PM | FOS | OPERATING | 3 | 2024-03-22
HZFUP001-R2 | M7-1362 | UPS-160 HMF Pump House, Fire Pump Controls [FIC1783] | UPS-Self Contained Small | ELV | PM | FOS | OPERATING | 4 | 2023-10-20
HZFVP117-R1 | M7-1362 | PRV, HMF PH Fire Pump #1 Relief Valve, FX-117 | Valves-PRV | WWS | N/A | XSD | DECOMMISSIONED | 3 | 2020-11-11
HZFVP317 | M7-1362 | PRV, HMF PH Fire Pump #3 Relief Valve, FX-317 | Valves-PRV | WWS | N/A | XSD | DECOMMISSIONED | 3 | 2021-03-19
HZFWDCP001 | M7-1362 | Fire Engine Control Panel No. 1, HMF Pump House | Controls-Fire-Pump | WWS | PM | FOS | OPERATING | 4 | 2023-09-28
HZFWDCP003 | M7-1362 | Fire Engine Control Panel No. 3, HMF Pump House | Controls-Fire-Pump | WWS | PM | FOS | OPERATING | 3 | 2023-09-29
HZFWDCP010 | M7-1362 | Fire Pump Master Control Panel, HMF Pump House | Controls-Fire-Pump | WWS | PM | FOS | OPERATING | 3 | 2023-09-29
HZFWDCV0011 | M7-1362 | Control Valve, Area Distribution FX-11 (A165970 | Valves-PIV | WWS | PM | FOS | OPERATING | 3 | 2023-09-07
HZFWDCV015 | M7-1362 | Control Valve, Area Distribution FX-15 (A165973) | Valves-PIV | WWS | PM/TS | NAB | ABANDONED | 3 | 2021-09-10
HZFWDCV030 | M7-1362 | Control Valve, Surge Tank FX-ST3 Discharge FX-30 (A165961) | Valves-PIV | WWS | PM | FOS | OPERATING | 3 | 2023-09-07
HZFWDCV031 | M7-1362 | Control Valve, Surge Tank FX-ST3 Supply FX-31 (A165962) | Valves-Fire | WWS | PM | FOS | OPERATING | 4 | 2023-08-30
HZFWDCV050 | M7-1362 | Control Valve, Tank Discharge FX-50 (A165931) | Valves-Fire | WWS | PM | FOS | OPERATING | 3 | 2023-09-24
HZFWDCV051 | M7-1362 | Control Valve, Tank Discharge FX-51 (A165930) | Valves-Fire | WWS | PM | FOS | OPERATING | 3 | 2023-08-30
HZFWDCV052 | M7-1362 | Control Valve, Tank Discharge FX-52 (A165939) | Valves-Fire | WWS | PM | FOS | OPERATING | 3 | 2023-09-24
HZFWDCV054 | M7-1362 | Control Valve, Tank Drain FX-54 (A165932) | Valves-Fire | WWS | PM | FOS | OPERATING | 3 | 2023-08-30
HZFWDCV057 | M7-1362 | Control Valve, Tank Discharge FX-57 (A539104) | Valves-Fire | WWS | PM | FOS | OPERATING | 3 | 2023-09-24
HZFWDCV059 | M7-1362 | Control Valve, Tank Discharge FX-59 (A539105) | Valves-Fire | WWS | PM | FOS | OPERATING | 3 | 2023-08-31
HZFWDCV060 | M7-1362 | Control Valve, Relief Valve Return FX-60 (A168279) | Valves-Fire | WWS | PM | FOS | OPERATING | 3 | 2023-09-24
HZFWDCV061 | M7-1362 | Control Valve, Tank Recirculation FX-61 (A165946) | Valves-Fire | WWS | PM | FOS | OPERATING | 3 | 2023-08-31
HZFWDCV067 | M7-1362 | Control Valve, Tank Recirculation FX-67 (A165949) | Valves-Fire | WWS | PM | FOS | OPERATING | 3 | 2023-08-30
HZFWDCV068 | M7-1362 | Control Valve, Ball | Valves-Fire | WWS | PM | FOS | OPERATING | 3 | 2023-09-01
HZFWDCV070 | M7-1362 | Control Valve, Tank Recirculation FX-70 (A165953) | Valves-Fire | WWS | PM | FOS | OPERATING | 1 | 2023-08-31
HZFWDCV074 | M7-1362 | Control Valve, Tank Recirculation FX-74 (A165950) | Valves-Fire | WWS | PM | FOS | OPERATING | 3 | 2022-09-05
HZFWDCV076 | M7-1362 | Control Valve, Tank Recirculation FX-76 (A165944) | Valves-Fire | WWS | PM | FOS | OPERATING | 1 | 2023-08-31
HZFWDCV102 | M7-1362 | Control Valve, Pump 1 Suction FX-102 (A1531919) | Valves-Fire | WWS | PM | FOS | OPERATING | 3 | 2023-09-24
HZFWDCV109 | M7-1362 | Control Valve, Pump 1 Discharge FX-109 (A166013) | Valves-Fire | WWS | PM | FOS | OPERATING | 3 | 2023-08-31
HZFWDCV116 | M7-1362 | Control Valve, Pump 1 Relief FX-116 (A531929) | Valves-Fire | WWS | PM | FOS | OPERATING | 3 | 2023-09-24
HZFWDCV201 | M7-1362 | Control Valve, Tank Supply, PW-201 (A168221) | Valves-Fire | WWS | PM | FOS | OPERATING | 3 | 2023-08-31
HZFWDCV202 | M7-1362 | Control Valve, Tank Supply PW-202 (A165938) | Valves-Fire | WWS | PM | FOS | OPERATING | 3 | 2023-08-30
HZFWDCV302 | M7-1362 | Control Valve, Pump 3 Suction FX-302 (A539106) | Valves-Fire | WWS | PM | FOS | OPERATING | 3 | 2023-08-30
HZFWDCV309 | M7-1362 | Control Valve, Pump 3 Discharge FX-309 (A539111) | Valves-Fire | WWS | PM | FOS | OPERATING | 3 | 2023-09-24
HZFWDCV316 | M7-1362 | Control Valve, Pump 3 Relief FX-316 (A539112) | Valves-Fire | WWS | PM | FOS | OPERATING | 3 | 2023-08-30
HZFWDPD001 | M7-1362 | Fire Pump No.1, HMF Pump House, FX-P1 (A165998) | Pump-Fire-Diesel | WWS | PM | FOS | OPERATING | 3 | 2024-05-07
HZFWDPD003 | M7-1362 | Fire Pump No.3, HMF Pump House FX-P3 (A539108) | Pump-Fire-Diesel | WWS | PM | FOS | OPERATING | 3 | 2024-05-07
HZFWDRV117 | M7-1362 | PRV, HMF PH Fire Pump #1 Relief Valve, FX-117 (A168222) | Valves-PRV | WWS | PM | FOS | OPERATING | 3 | 2023-11-29
HZFWDRV317 | M7-1362 | PRV, Pump #3 Relief Valve, FX-317 (A539113) | Valves-PRV | WWS | PM | FOS | OPERATING | 3 | 2023-11-29
HZFWDTA0T1 | M7-1362 | Tank, 1MG Steel Ground Storage Reservoir FX-T1 (A165929 | Tanks-Fire | WWS | PM | FOS | OPERATING | 3 | 2024-03-06
HZFWDTAHT1 | M7-1362 | Hydro-Pneumatic Tank, HMF Pump House H-T1 (A165898) | Tanks-Fire-Surge | WWS | PM | FOS | OPERATING | 3 | 2024-03-08
HZFWDTAST3 | M7-1362 | Surge Tank, HMF Area FX-ST3 (A165963) | Tanks-Fire-Surge | WWS | PM | FOS | OPERATING | 3 | 2024-03-07
HZFWDTAST4 | M7-1362 | Surge Tank, HMF Area FX-ST4 (A532057) | Tanks-Fire-Surge | WWS | PM | FOS | OPERATING | 3 | 2024-03-07
HZS12001 | M7-1362 | BFP HERSEY FRP-2 1" S/N 126344 | BFP | WWS | PM | FOS | OPERATING | 4 | 2023-06-08
HZS12002 | M7-1362 | BFP WATTS 2" 909 RP S/ 94394 S.WALL, S/N 94394 | BFP | WWS | N/A | XSD | DECOMMISSIONED | 4 | 2016-06-06
HZS12002-R1 | M7-1362 | BFP FEBCO 2" 825Y RP S/N BL0981 SOUTH WALL | BFP | WWS | PM | FOS | OPERATING | 4 | 2023-06-08
HZS12003 | M7-1362 | BFP FEBCO 4" 850 DC, S/N F0412091028 | BFP-Fire | WWS | PM | FOS | OPERATING | 3 | 2024-03-14
I12ELITE | M7-0912 | LIGHTS, EMERGENCY & EXIT, M7-0912 | Emer-Exit Lights Self Testing 2 | ELV | RTF | FOS | OPERATING | 4 | 2017-05-30
I1501001 | M7-0912 | ROOF, GENERAL WAREHOUSE, METAL, 10000 SF | Roof-Metal | STR | PM | FOS | OPERATING | 3 | 2023-05-31
I1E01001 | M7-0912 | SS 196 300KVA 13.2KV-480/277V FR3 TYPE PDMT COOPER | Transformers-Oil-MV | EHV | PT | FOS | OPERATING | 4 | 2023-06-11
I1FFACP001 | M7-0912 | FACP, SIMPLEX 4005 | FACP | PSY | N/A | XSD | DECOMMISSIONED | 3 | 2021-08-13
I1FSYWS001 | M7-0912 | WET PIPE SPRINKLER SYSTEM | Wet Pipe | PSY | PM | FOS | OPERATING | 3 | 2024-04-23
I1S12001 | M7-0912 | BFP FEBCO 4" DC S/N 9408110722 | BFP-Fire | WWS | PM | FOS | OPERATING | 4 | 2024-01-31
I1S12002 | M7-0912 | BFP FEBCO 4" DC, S/N 9406100535 | BFP-Fire | WWS | PM | FOS | OPERATING | 4 | 2024-01-31
I3201001 | M6-0897 | LIGHTNING PROTECTION SYSTEM | Lightning Prot | ELV | N/A | XSD | DECOMMISSIONED | 4 | 2011-01-21
I3302001 | M6-0897 | SHOWER & EYEWASH HAWS M/N 8346 S/N 37606 | Shwr-Eyewash | WWS | N/A | XSD | DECOMMISSIONED | 4 | 2012-02-09
I3303001 | M6-0897 | EYEWASH HAWS M/N 7001 S/N 37277 | Shwr-Eyewash | WWS | N/A | XSD | DECOMMISSIONED | 4 | 2012-02-23
I3501002 | M6-0897 | ROOF, WW TREATMENT FAC, METAL/BUR, 750 SF | Roof-BUR | STR | N/A | XSD | DECOMMISSIONED | 4 | 2011-03-07
I3ACA001 | M6-0897 | AIR COMPRESSOR, RECIP | Compressors-Air-Reciprocating | HVC | N/A | XSD | DECOMMISSIONED | 5 | 2012-05-24
I3E01001 | UK-0020 | USS-123 150KVA 13.2KV-277/480V 3PH COOPER TRANS. | Transformers-Oil-MV | EHV | N/A | XSD | DECOMMISSIONED | 4 | 2014-04-01
I3E02001 | M6-0899 | SS 234 1000KVA 13.2GRDYKV-380-380YV FR3 TYPE PDMT HOWARD-INDUSTRIES | Transformers-Oil-MV | EHV | PM/PT | FOS | OPERATING | 5 | 2023-03-08
I3E03001 | M6-0899 | SS 235 1000KVA 13.2GRDYKV-380-380YV FR3 TYPE PDMT HOWARD-INDUSTRIES | Transformers-Oil-MV | EHV | PM/PT | FOS | OPERATING | 4 | 2023-04-11
I3E04001 | M6-0899 | SS 236 112.5KVA 13.2KV-208/120V FR3 TYPE PDMT HOWARD-INDUSTRIES | Transformers-Oil-MV | EHV | PM/PT | FOS | OPERATING | 4 | 2023-05-15
I3E10001 | M6-0899A | Solectria SGI 500XTM Solar 500KVA Inverter 1A | Inverter-LV GT 10KW | ELV | PM | FOS | OPERATING | 4 | 2022-10-19
I3E10019 | M6-0899 | Draker Datalogger | Datalogger | ELV | PM | FOS | OPERATING | 2 | 2024-01-24
I3E11001 | M6-0899A | Solectria SGI 500XTM Solar 500KVA Inverter 1B | Inverter-LV GT 10KW | ELV | PM | FOS | OPERATING | 4 | 2022-10-20
I3E12001 | M6-0899B | Solectria SGI 500XTM Solar 500KVA Inverter 2A | Inverter-LV GT 10KW | ELV | PM | FOS | OPERATING | 2 | 2024-03-06
I3E13001 | M6-0899B | Solectria SGI 500XTM Solar 500KVA Inverter 2B | Inverter-LV GT 10KW | ELV | PM | FOS | OPERATING | 2 | 2024-03-05
I3E90002 | M6-0899 | GROUNDING SYSTEM FACILITY | Grounding | ELV | PM | FOS | OPERATING | 4 | 2022-04-13
I3S12001 | M6-0897 | BFP FEBCO 825Y 3/4", S/N BL1066 | BFP | WWS | N/A | XSD | DECOMMISSIONED | 3 | 2011-10-24
I5203001 | J8-2109 | LIGHTNING PROTECTION | Lightning Prot | ELV | N/A | NIC | NOT_IN_CONTRACT | 4 | 2011-04-11
I5501002 | J8-2109 | ROOF, PAD-A OPS SPRT BLDG, SINGLE PLY, 30,037 SF | Roof-Single Ply | STR | N/A | NIC | NOT_IN_CONTRACT | 5 | 2012-07-09
I5A03002 | J8-2109 | Expansion Tank, Pad A, OPS Building | Tanks-Expansion-CW | HVC | N/A | NIC | NOT_IN_CONTRACT | 4 | 2012-02-20
I5A06001 | J8-2109 | CH-1, PAD A SUPPORT BLDG (480V Service disconnect mounted on wall) | Chiller-Package | HVC | N/A | NIC | NOT_IN_CONTRACT | 3 | 2012-09-07
I5A07001 | J8-2109 | AHU-1, PAD A SUPPORT BLDG (480V Service disconnect mounted on wall) | AHU-CHW-5T_30T | HVC | N/A | NIC | NOT_IN_CONTRACT | 4 | 2012-05-09
I5A08001 | J8-2109 | P-1, PAD A SUPPORT BLDG (480V Service disconnect mounted on wall) | Pump-Vertical-(CHW/CW)-GT10HP | HVC | N/A | NIC | NOT_IN_CONTRACT | 4 | 2012-08-16
I5A08002 | J8-2109 | P-2, PAD A SUPPORT BLDG (480V Service disconnect mounted on wall) | Pump-Vertical-(CHW/CW)-GT10HP | HVC | N/A | NIC | NOT_IN_CONTRACT | 4 | 2012-08-16
I5A17001 | J8-2109 | FCU-1, PAD A OPS BLDG (208V Service disconnect mounted on wall) | AHU-DX-5T_30T | HVC | N/A | NIC | NOT_IN_CONTRACT | 4 | 2012-11-03
I5E01001 | J8-2109 | SS 1157 500KVA 13.8KV/480V PDMT | Transformers-Oil-MV | EHV | PM | FOS | OPERATING | 4 | 2023-02-19
I5FFACP001 | J8-2109 | FACP, SIMPLEX 4100U | FACP | PSY | N/A | NIC | NOT_IN_CONTRACT | 4 | 2014-03-27
I5FH1005 | UK-0031 | Hydrant, Fire, Mueller 5-1/4, 2002 | Hydrant | WWS | PM | FOS | OPERATING | 4 | 2024-04-18
I5FH1230 | UK-0031 | Hydrant, Fire, Mueller 5-1/4, 2002 | Hydrant | WWS | PM | FOS | OPERATING | 4 | 2024-04-18
I5FSYWS001 | J8-2109 | WET PIPE FIRE SPRINKLER SYSTEM | Wet Pipe | PSY | N/A | NIC | NOT_IN_CONTRACT | 4 | 2013-11-04
I5S12001 | UK-0031 | BFP 3" RPZ WP SYS, S/N L07818 | BFP | WWS | N/A | XSD | DECOMMISSIONED | 3 | 2016-06-10
I5S12001-R1 | UK-0031 | BFP 3" WILKINS ZURN 375, S/N L104330 | BFP | WWS | PM | FOS | OPERATING | 4 | 2023-06-12
I5S12002 | UK-0031 | BFP 6" DBL CHK UNIT SYS SERVED-FIREX, S/N J08415 | BFP-Fire | WWS | PM | FOS | OPERATING | 4 | 2024-02-29
I6201001 | J6-2428 | LIGHTNING PROTECTION | Lightning Prot | ELV | PM | FOS | OPERATING | 4 | 2021-03-08
I6E90001 | J6-2428 | GROUNDING SYSTEM FACILITY | Grounding-Fence | ELV | PM | FOS | OPERATING | 4 | 2016-01-14
I6F11001 | J6-2428 | EST LSS1 | FACP | PSY | PM | FOS | OPERATING | 3 | 2023-12-20
I7FSYWS001 | M7-0656 | WET PIPE FIRE SPRINKLER | Wet Pipe | PSY | N/A | XSD | DECOMMISSIONED | 4 | 2015-02-10
I8501001 | K6-0893 | ROOF, SUPPORT BLDG #2, METAL, 1075 SF | Roof-Metal | STR | N/A | NIC | NOT_IN_CONTRACT | 3 | 2013-05-28
I8E90001 | K6-0893 | GROUNDING SYSTEM FACILITY | Grounding | ELV | PM | FOS | OPERATING | 4 | 2021-11-02
I8F20001 | K6-0893 | SPRINKLER SYSTEM, 3" | Wet Pipe | PSY | N/A | XSD | DECOMMISSIONED | 4 | 2013-04-23
I8FSYWS001 | K6-0893 | Sprinkler System, Wet Pipe, K6-0893 | Wet Pipe | PSY | PM | FOS | OPERATING | 3 | 2022-07-18
I9201001 | K7-0188B | LIGHTNING PROTECTION SYSTEM | Lightning Prot | ELV | PM | FOS | OPERATING | 4 | 2021-06-02
I9303001 | K7-0188B | SAFETY SHOWER/EYEWASH STATION, HAWS | Shwr-Eyewash | WWS | PM/TS | NOS | DECOMMISSIONED | 4 | 2015-02-23
I9FH1010 | K7-0188B | HYDRANT, FIRE, MUELLER 5-1/4" 1991 | Hydrant | WWS | PM | FOS | OPERATING | 4 | 2023-08-29
IB501002 | K7-1557 | ROOF, INST, BLDG, 3000 SF | Roof-BUR | STR | N/A | XSD | DECOMMISSIONED | 4 | 2015-10-23
IB502003 | K7-1607 | TOWER, COMMUNICATION, MONOPOLE, NO GUY WIRES | Tower | STR | PM | FOS | OPERATING | 4 | 2012-06-21
IBA01001 | K7-1557 | A/C UNIT, HEAT PUMP, 5 Ton RTU (230V 3 phase disconnect by unit) | AHU-DX-Package-LT5T | HVC | N/A | XSD | DECOMMISSIONED | 3 | 2015-11-06
IBA02001 | K7-1557 | A/C UNIT, Condensing Unit 7.5 Ton (230V 3 Phase Disconnect on wall by Unit) | Condensing Unit | HVC | N/A | XSD | DECOMMISSIONED | 3 | 2015-06-02
IBA02002 | K7-1557 | Condensing Unit, 1.5 Ton (230V 1 ph disconnect on wall) | Condensing Unit | HVC | N/A | XSD | DECOMMISSIONED | 4 | 2015-11-16
IBA07001 | K7-1557 | Air Handler Unit, 1.5 TON (230V 3 ph Disconnect on wall by unit) | AHU-DX-LT5T | HVC | N/A | XSD | DECOMMISSIONED | 4 | 2015-11-19
IBA07002 | K7-1557 | Air Handler Unit, 7.5 Ton | AHU-DX-5T_30T | HVC | N/A | XSD | DECOMMISSIONED | 4 | 2015-06-03
IBE01001 | K7-1607A | USS 827 300KVA 13.8K-208Y/120V ESCO | Transformers-Oil-MV | EHV | PT | FOS | OPERATING | 1 | 2023-10-27
IBE03003 | K7-1557 | ATS-19, Automatic Transfer Switch,Â Margo | ATS | ELV | N/A | XSD | DECOMMISSIONED | 3 | 2015-05-20
IBF41001 | K7-1557 | FACP, SIMPLEX 4002 | FACP | PSY | N/A | XSD | DECOMMISSIONED | 3 | 2014-07-22
IBFH1280 | UK-0031 | HYDRANT, FIRE, MUELLER 5-1/4" 1986 | Hydrant | WWS | N/A | XSD | DECOMMISSIONED | 4 | 2018-04-03
IBG01001 | K7-1607A | Generator, Diesel, 15KW, 208VAC Standby | Generator-Stationary-Level 2 | ELV | PM/RI | FOS | OPERATING | 2 | 2023-08-22
IC101001 | M6-0342 | EXHAUST FAN A51, AMMER S/N 210CRR1 | Fan-Exhaust-LT100HP | HVC | N/A | XSD | DECOMMISSIONED | 4 | 2011-06-13
IC101006 | M6-0342 | FAN EXH AM STD S/N 105RVDD4-1 DIR DR | Fan-Exhaust-LT100HP | MEC | N/A | XSD | DECOMMISSIONED | 4 | 2011-07-08
IC101010 | M6-0342 | FAN EXH GE M/N 5KH35KG310E DIR DRIVE | Fan-Exhaust-LT100HP | MEC | N/A | XSD | DECOMMISSIONED | 3 | 2010-12-17
IC101011 | M6-0342 | FAN EXH GE M/N 5KH35KG310E | Fan-Exhaust-LT100HP | MEC | N/A | XSD | DECOMMISSIONED | 4 | 2011-07-13
IC101013 | M6-0342 | FAN EXH AM STD S/N 36M1C2 BELT DR 4L480 | Fan-Exhaust-LT100HP | MEC | N/A | XSD | DECOMMISSIONED | 4 | 2011-07-08
IC101014 | M6-0342 | FAN EXH AM STD M/N 5KH33GG207E DIR DR | Fan-Exhaust-LT100HP | MEC | N/A | XSD | DECOMMISSIONED | 4 | 2011-07-14
IC101015 | M6-0342 | FAN EXH AM STD M/N 6KH43MG225 DIR DR | Fan-Exhaust-LT100HP | MEC | N/A | XSD | DECOMMISSIONED | 4 | 2011-07-14
IC101017 | M6-0342 | FAN, EXHAUST JENN AIR DIRECT DRIVE | Fan-Exhaust-LT100HP | MEC | N/A | XSD | DECOMMISSIONED | 3 | 2010-12-13
IC290001 | M6-0342 | CLOCK MASTER SYNCHRONIZED | Clock | MEC | N/A | XSD | DECOMMISSIONED | 3 | 2011-04-11
IC301002 | M6-0342 | PUMP SUMP SUBMERSIBLE TEEL M/N 3P589C | Pump-Sump | MEC | N/A | XSD | DECOMMISSIONED | 4 | 2011-05-19
IC301003 | M6-0342 | PUMP SUMP ENVIRON HEALTH | Pump-Sump | MEC | N/A | XSD | DECOMMISSIONED | 4 | 2011-03-18
IC301004 | K6-1696 | EYEWASH, PORTABLE, FENDALL | Shwr-Eyewash-Portable-Gravity | WWS | RTF | FOS | OPERATING | 4 | 2011-06-27
IC302003 | M6-0342 | EYEWASH, HAWS, M/N 7461, ACCESS THRU RM-139 | Shwr-Eyewash | WWS | N/A | XSD | DECOMMISSIONED | 4 | 2014-03-18
IC308001 | M6-0342 | FILTER, WATER NSA S/N 921045 |  | WWS | N/A | XSD | DECOMMISSIONED | 4 | 2011-01-18
IC308002 | M6-0342 | FILTER WATER CUNO |  | WWS | N/A | XSD | DECOMMISSIONED | 4 | 2011-01-18
IC310001 | M6-0342 | WATER SOFTENER |  | WWS | N/A | XSD | DECOMMISSIONED | 3 | 2011-02-03
IC501002-R1 | M6-0342 | ROOF, CENTRAL INST FAC 45500 SF | Roof-Single Ply | STR | N/A | XSD | DECOMMISSIONED | 5 | 2015-10-27
IC501004 | M6-0342 | CANOPY AND MAIN ENTRANCE, M6-0342 | Structure | STR | N/A | XSD | DECOMMISSIONED | 4 | 2015-05-20
IC501101 | M6-0342 | LIFELINE, GUARDIAN ABSORBINATOR | Fall Prot | STR | N/A | XSD | DECOMMISSIONED | 4 | 2015-04-23
IC501102 | M6-0342 | LIFELINE, GUARDIAN ABSORBINATOR | Fall Prot | STR | N/A | XSD | DECOMMISSIONED | 4 | 2015-04-23
IC501103 | M6-0342 | LIFELINE, GUARDIAN ABSORBINATOR | Fall Prot | STR | N/A | XSD | DECOMMISSIONED | 4 | 2015-04-23
IC501104 | M6-0342 | LIFELINE, GUARDIAN ABSORBINATOR | Fall Prot | STR | N/A | XSD | DECOMMISSIONED | 4 | 2015-04-23
IC501105 | M6-0342 | LIFELINE, GUARDIAN ABSORBINATOR | Fall Prot | STR | N/A | XSD | DECOMMISSIONED | 4 | 2015-04-23
IC501106 | M6-0342 | LIFELINE, GUARDIAN ABSORBINATOR | Fall Prot | STR | N/A | XSD | DECOMMISSIONED | 4 | 2015-04-23
IC501107 | M6-0342 | LIFELINE, GUARDIAN ABSORBINATOR | Fall Prot | STR | N/A | XSD | DECOMMISSIONED | 4 | 2015-04-23
IC501108 | M6-0342 | LIFELINE, GUARDIAN ABSORBINATOR | Fall Prot | STR | N/A | XSD | DECOMMISSIONED | 4 | 2015-04-24
IC501109 | M6-0342 | LIFELINE, GUARDIAN ABSORBINATOR | Fall Prot | STR | N/A | XSD | DECOMMISSIONED | 4 | 2015-04-23
IC501110 | M6-0342 | LIFELINE, GUARDIAN ABSORBINATOR | Fall Prot | STR | N/A | XSD | DECOMMISSIONED | 4 | 2015-04-23
IC504001 | M6-0342 | DOOR, ELECTRIC, LOBBY ENT/EXIT, TUBELITE (4) | Doors-Ped | MEC | N/A | XSD | DECOMMISSIONED | 4 | 2014-12-09
IC504002 | M6-0342 | DOOR, ELECTRIC, LOBBY TO HALL ENT/EXIT, STANLEY | Doors-Ped | MEC | N/A | XSD | DECOMMISSIONED | 4 | 2014-12-09
IC504003 | M6-0342 | DOOR, SWINGING, ELECTRIC, W STAIRS, O/S, GYROTECH | Doors-Sliding Electric | MEC | N/A | XSD | DECOMMISSIONED | 3 | 2011-01-10
IC504004 | M6-0342 | DOOR, SWINGING, ELECTRIC, W STAIRS, O/S, GYROTECH | Doors-Sliding Electric | MEC | N/A | XSD | DECOMMISSIONED | 3 | 2011-01-10
IC601001 | M6-0342 | ELEVATOR CIF, EASTERN, CAP 5000 LBS CT, with 168 Gallon Tank | Elevator, Hydraulic | MEC | N/A | XSD | DECOMMISSIONED | 4 | 2016-09-08
IC704001 | M6-0342 | HOOD RANGE, CIF | Kitchen-Hood | MEC | N/A | XSD | DECOMMISSIONED | 4 | 2011-02-28
ICA02004 | M6-0342 | PUMP CHW PEERLESS S/N 304823 | Pump-Pad Mount-(CHW/CW)-GT10HP | HVC | N/A | XSD | DECOMMISSIONED | 3 | 2015-04-20
ICA02005 | M6-0342 | PUMP CHW PEERLESS S/N 304822 | Pump-Pad Mount-(CHW/CW)-GT10HP | HVC | N/A | XSD | DECOMMISSIONED | 3 | 2015-03-11
ICA02007 | M6-0342 | AIR HANDLING UNIT, CHW CARRIER S/N 3488T11963 | AHU-CHW-GT30T | HVC | N/A | XSD | DECOMMISSIONED | 2 | 2014-06-24
ICA02008 | M6-0342 | AIR HANDLING UNIT, CHW CARRIER S/N 3488T11964 | AHU-CHW-GT30T | HVC | N/A | XSD | DECOMMISSIONED | 3 | 2015-06-10
ICA11004 | M6-0342 | FILTER ASSY | Filters-HVC | HVC | N/A | XSD | DECOMMISSIONED | 2 | 2014-03-13
ICA12001 | M6-0342 | FAN RETURN #10 AM STD S/N 8510200406111 | Fan-Return | HVC | N/A | XSD | DECOMMISSIONED | 5 | 2010-08-18
ICA12002 | M6-0342 | FAN RETURN #11 AM STD S/N 8510200406118 | Fan-Return | HVC | N/A | XSD | DECOMMISSIONED | 5 | 2010-08-18
ICA12003 | M6-0342 | FAN RETURN #12 AM STD S/N 8510200406115 | Fan-Return | HVC | N/A | XSD | DECOMMISSIONED | 5 | 2010-08-18
ICA13001 | M6-0342 | FAN RETURN #13 AM STD S/N 8510200406119 | Fan-Return | HVC | N/A | XSD | DECOMMISSIONED | 5 | 2010-08-18
ICA13002 | M6-0342 | FAN RETURN #14 AM STD S/N 8510200406116 | Fan-Return | HVC | N/A | XSD | DECOMMISSIONED | 5 | 2010-08-19
ICA13003 | M6-0342 | FAN RETURN #15 AM STD S/N 851020040617 | Fan-Return | HVC | N/A | XSD | DECOMMISSIONED | 5 | 2010-08-19
ICA13004 | M6-0342 | FILTER ASSY | Filters-HVC | HVC | N/A | XSD | DECOMMISSIONED | 2 | 2014-03-13
ICA14001 | M6-0342 | FAN RETURN #16 AM STD S/N 8510200406112 | Fan-Return | HVC | N/A | XSD | DECOMMISSIONED | 4 | 2010-09-17
ICA14002 | M6-0342 | FAN RETURN #17 AM STD S/N 851020040612 | Fan-Return | HVC | N/A | XSD | DECOMMISSIONED | 4 | 2010-09-17
ICA14003 | M6-0342 | FAN RETURN #18 AM STD S/N 8510200406110 | Fan-Return | HVC | N/A | XSD | DECOMMISSIONED | 4 | 2010-09-17
ICA14004 | M6-0342 | FILTER ASSY | Filters-HVC | HVC | N/A | XSD | DECOMMISSIONED | 2 | 2014-03-13
ICA17002 | M6-0342 | PUMP HW #1 CRANE S/N 50714004DC385959 | Pump-Pad Mount-(HTHW/HW)-GT10HP | HVC | N/A | XSD | DECOMMISSIONED | 3 | 2015-04-06
ICA17003 | M6-0342 | PUMP HW #2 CRANE S/N 50714004DC385960 | Pump-Pad Mount-(HTHW/HW)-GT10HP | HVC | N/A | XSD | DECOMMISSIONED | 3 | 2015-04-06
ICA30001 | M6-0342 | FAN COIL UNIT #101 M/N CR4CC42 | AHU-CHW-FCU | HVC | N/A | XSD | DECOMMISSIONED | 3 | 2011-04-01
ICA30002 | M6-0342 | FAN COIL UNIT #102 M/N CR4CC42 | AHU-CHW-FCU | HVC | N/A | XSD | DECOMMISSIONED | 3 | 2011-03-23
ICA30003 | M6-0342 | FAN COIL UNIT #103 M/N CC4000 | AHU-CHW-FCU | HVC | N/A | XSD | DECOMMISSIONED | 3 | 2011-02-25
ICA30004 | M6-0342 | FAN COIL UNIT #104 M/N CR4CC42 | AHU-CHW-FCU | HVC | N/A | XSD | DECOMMISSIONED | 3 | 2011-02-25
ICA30005 | M6-0342 | FAN COIL UNIT #105 M/N CR8CC42 | AHU-CHW-FCU | HVC | N/A | XSD | DECOMMISSIONED | 3 | 2011-04-07
ICA30006 | M6-0342 | FAN COIL UNIT #106 M/N CR4CC42 | AHU-CHW-FCU | HVC | N/A | XSD | DECOMMISSIONED | 4 | 2011-03-23
ICA30007 | M6-0342 | FAN COIL UNIT #107 M/N CR4CC42 | AHU-CHW-FCU | HVC | N/A | XSD | DECOMMISSIONED | 3 | 2011-03-23
ICA30008 | M6-0342 | FAN COIL UNIT #108 M/N CR10CC42 | AHU-CHW-FCU | HVC | N/A | XSD | DECOMMISSIONED | 3 | 2011-04-01
ICA30009 | M6-0342 | FAN COIL UNIT #109 M/N CR4CC42 | AHU-CHW-FCU | HVC | N/A | XSD | DECOMMISSIONED | 3 | 2011-04-13
ICA30011 | M6-0342 | FAN COIL UNIT #111 M/N CR4CC42 | AHU-CHW-FCU | HVC | N/A | XSD | DECOMMISSIONED | 3 | 2011-04-13
ICA30012 | M6-0342 | FAN COIL UNIT #112 M/N CR2CC42 | AHU-CHW-FCU | HVC | N/A | XSD | DECOMMISSIONED | 3 | 2011-04-01
ICA30016 | M6-0342 | FAN COIL UNIT #116 M/N CR10CC42 | AHU-CHW-FCU | HVC | N/A | XSD | DECOMMISSIONED | 3 | 2011-04-13
ICA30017 | M6-0342 | FAN COIL UNIT #117 M/N CR4CC42 | AHU-CHW-FCU | HVC | N/A | XSD | DECOMMISSIONED | 3 | 2011-04-13
ICA30018 | M6-0342 | FAN COIL UNIT #118 M/N CR4CC42 | AHU-CHW-FCU | HVC | N/A | XSD | DECOMMISSIONED | 4 | 2011-02-23
ICA30019 | M6-0342 | FAN COIL UNIT #119 M/N CR4CC42 | AHU-CHW-FCU | HVC | N/A | XSD | DECOMMISSIONED | 4 | 2011-02-23
ICA30020 | M6-0342 | FAN COIL UNIT #120 M/N CR4CC42 | AHU-CHW-FCU | HVC | N/A | XSD | DECOMMISSIONED | 4 | 2011-03-07
ICA30021 | M6-0342 | FAN COIL UNIT #121 M/N CR4CC42 | AHU-CHW-FCU | HVC | N/A | XSD | DECOMMISSIONED | 4 | 2011-03-07
ICA30022 | M6-0342 | FAN COIL UNIT #122 M/N CR4CC42 | AHU-CHW-FCU | HVC | N/A | XSD | DECOMMISSIONED | 4 | 2011-03-08
ICA30104 | M6-0342 | AIR HANDLING UNIT #104, CHW M/N CUCW05 | AHU-CHW-LT5T | HVC | N/A | XSD | DECOMMISSIONED | 4 | 2015-05-07
ICA30105 | M6-0342 | AIR HANDLING UNIT #105, COMP RM UNDER FLR M/N CUCW05 | AHU-CHW-5T_30T | HVC | N/A | XSD | DECOMMISSIONED | 2 | 2015-02-10
ICA31105 | M6-0342 | PUMP, CHW BOOSTER S/N 1137607 | Pump LT 10hp | HVC | N/A | XSD | DECOMMISSIONED | 4 | 2012-10-13
ICA40001 | M6-0342 | FAN COIL UNIT #201 M/N CC2000 | AHU-CHW-FCU | HVC | N/A | XSD | DECOMMISSIONED | 3 | 2011-04-27
ICA40002 | M6-0342 | FAN COIL UNIT #202 M/N CC2000 | AHU-CHW-FCU | HVC | N/A | XSD | DECOMMISSIONED | 3 | 2011-04-15
ICA40003 | M6-0342 | FAN COIL UNIT #203 M/N CR4CC42 | AHU-CHW-FCU | HVC | N/A | XSD | DECOMMISSIONED | 3 | 2011-04-15
ICA40004 | M6-0342 | FAN COIL UNIT #204 M/N CR8CC42 | AHU-CHW-FCU | HVC | N/A | XSD | DECOMMISSIONED | 3 | 2011-04-15
ICA40202 | M6-0342 | AIR HANDLING UNIT #202, CHW M/N CDCW23 | AHU-CHW-LT5T | HVC | N/A | XSD | DECOMMISSIONED | 4 | 2014-09-22
ICA40203 | M6-0342 | AIR HANDLING UNIT #203, CHW M/N CDCW23 | AHU-CHW-LT5T | HVC | N/A | XSD | DECOMMISSIONED | 3 | 2015-04-16
ICA40204 | M6-0342 | AIR HANDLING UNIT #204, COMP RM, M/N CDCW12 | AHU-CHW-5T_30T | HVC | N/A | XSD | DECOMMISSIONED | 4 | 2016-02-17
ICA40205 | M6-0342 | AIR HANDLING UNIT #205, CHW M/N CDCW12 | AHU-CHW-LT5T | HVC | N/A | XSD | DECOMMISSIONED | 3 | 2015-03-27
ICA40207 | M6-0342 | AIR HANDLING UNIT #207, CHW M/N CDCW23 | AHU-CHW-LT5T | HVC | N/A | XSD | DECOMMISSIONED | 3 | 2015-03-23
ICA40208 | M6-0342 | AIR HANDLING UNIT #208, CHW M/N CDCW17 | AHU-CHW-LT5T | HVC | N/A | XSD | DECOMMISSIONED | 3 | 2015-04-15
ICA40212 | M6-0342 | AIR HANDLING UNIT #212, CHW M/N CDCW23 | AHU-CHW-LT5T | HVC | N/A | XSD | DECOMMISSIONED | 3 | 2015-04-20
ICA40215 | M6-0342 | AIR HANDLING UNIT #215, CHW M/N CDCW23 | AHU-CHW-LT5T | HVC | N/A | XSD | DECOMMISSIONED | 4 | 2015-04-15
ICA41205 | M6-0342 | PUMP, CHW BOOSTER S/N 1107335 | Pump LT 10hp | HVC | N/A | XSD | DECOMMISSIONED | 4 | 2012-10-16
ICA50001 | M6-0342 | FAN COIL UNIT #301 M/N CR4CC42 | AHU-CHW-FCU | HVC | N/A | XSD | DECOMMISSIONED | 3 | 2011-05-18
ICA50003 | M6-0342 | FAN COIL UNIT #303 M/N CR4CC42 | AHU-CHW-FCU | HVC | N/A | XSD | DECOMMISSIONED | 3 | 2011-05-19
ICA50005 | M6-0342 | FAN COIL UNIT #305 M/N CR4CC42 | AHU-CHW-FCU | HVC | N/A | XSD | DECOMMISSIONED | 3 | 2011-05-19
ICA50006 | M6-0342 | FAN COIL UNIT #306 M/N CR6CC424 | AHU-CHW-FCU | HVC | N/A | XSD | DECOMMISSIONED | 3 | 2011-05-19
ICA50301 | M6-0342 | AIR HANDLING UNIT #301, CHW M/N CDCW23 | AHU-CHW-LT5T | HVC | N/A | XSD | DECOMMISSIONED | 3 | 2015-06-02
ICA52001 | M6-0342 | AIR HANDLING UNIT, CHW MCQUAY S/N 7PM00557 |  | HVC | N/A | XSD | DECOMMISSIONED | 4 | 2010-08-17
ICA52002 | M6-0342 | AIR HANDLING UNIT, CHW MCQUAY S/N 7NM03326 |  | HVC | N/A | XSD | DECOMMISSIONED | 3 | 2010-08-23
ICA53001 | M6-0342 | AIR HANDLING UNIT, CHW CARRIER S/N-3990T12583 | AHU-CHW-LT5T | HVC | N/A | XSD | DECOMMISSIONED | 3 | 2015-09-25
ICA54001 | M6-0342 | AIR HANDLING UNIT, COMP RM, FLRO KEY RM 312, LIEBERT S/N 57062 | AHU-CHW-Computer-5T_30T | HVC | N/A | XSD | DECOMMISSIONED | 4 | 2016-02-02
ICA55001 | M6-0342 | AIR HANDLING UNIT, CHW CARRIER S/N 3990T12504 | AHU-CHW-LT5T | HVC | N/A | XSD | DECOMMISSIONED | 3 | 2015-05-08
ICAHWBH001 | M6-0342 | HOT WATER BOILER, #439 | Boilers-Modular/Pulse | HVC | N/A | XSD | DECOMMISSIONED | 4 | 2015-04-07
ICAHWBH002 | M6-0342 | HOT WATER BOILER, #543 | Boilers-Modular/Pulse | HVC | N/A | XSD | DECOMMISSIONED | 4 | 2015-04-07
ICAHWBH003 | M6-0342 | HOT WATER BOILER, #546 | Boilers-Modular/Pulse | HVC | N/A | XSD | DECOMMISSIONED | 4 | 2015-05-06
ICAIAAX001 | M6-0342 | AIR HANDLER, DX | AHU-DX-LT5T | HVC | N/A | XSD | DECOMMISSIONED | 4 | 2015-04-17
ICAIACU001 | M6-0342 | CONDENSING UNIT, S/N 72U00768B | AHU-DX-Condenser | HVC | N/A | XSD | DECOMMISSIONED | 4 | 2014-09-25
ICARWRF001 | M6-0342 | REFRIGERATOR ARCTIC AIR, S/N WA43400010 |  | HVC | N/A | XSD | DECOMMISSIONED | 4 | 2011-01-27
ICARWRF002 | M6-0342 | REFRIGERATOR ARCTIC AIR, S/N WA43429210 |  | HVC | N/A | XSD | DECOMMISSIONED | 3 | 2011-01-26
ICE010000 | M6-0342 | SS-131,Â Substation Secondary, CIF | Substation-LV-Molded Case | ELV | N/A | XSD | DECOMMISSIONED | 3 | 2014-11-24
ICE010001 | M6-0342 | CIF USS-131 A-Side Main breaker | Circuit Breaker-LV Draw Out | EHV | N/A | XSD | DECOMMISSIONED | 4 | 2012-11-25
ICE010002 | M6-0342 | CIF USS-131 Tie breaker | Circuit Breaker-LV Draw Out | EHV | N/A | XSD | DECOMMISSIONED | 4 | 2012-11-25
ICE01001 | M6-0342 | SS 131A 750 KVA 13.2/208V, S#PEG-0793, CUT-HAM | Transformers-Oil-MV | EHV | N/A | XSD | DECOMMISSIONED | 4 | 2014-01-08
ICE020001 | M6-0342 | CIF USS-131 B-Side Main breaker | Circuit Breaker-LV Draw Out | EHV | N/A | XSD | DECOMMISSIONED | 4 | 2012-11-27
ICE02001 | M6-0342 | SS 131B 750 KVA 13.2/208V S#PEG-0790 CUT-HAM | Transformers-Oil-MV | EHV | N/A | XSD | DECOMMISSIONED | 4 | 2013-10-22
ICE02022 | M6-0342 | ATS-2BP1, ASCO, 200A 208V, CIF | ATS | ELV | N/A | XSD | DECOMMISSIONED | 4 | 2014-08-03
ICE02033 | M6-0342 | ATS-1BP12, ASCO, 60A 208V, CIF | ATS | ELV | N/A | XSD | DECOMMISSIONED | 4 | 2014-08-03
ICE04031 | M6-0342 | CONTROLLER 200A 480/277V CAT#846952 ALLEN | Controller | ELV | N/A | XSD | DECOMMISSIONED | 3 | 2010-08-06
ICE04035 | M6-0342 | CONTACTOR 3EL26 240V 3PH SIZE 0 ALLEN | Contactor | ELV | N/A | XSD | DECOMMISSIONED | 4 | 2010-08-23
ICE06001 | M6-0342 | SS 132B 750 KVA 13.2/480V S#PEG-0791 CUT-HAM | Transformers-Oil-MV | EHV | N/A | XSD | DECOMMISSIONED | 4 | 2013-10-22
ICE06004 | M6-0342 | MCC A 600A 480V S#DJA1A2T4 GE | MCC | ELV | N/A | XSD | DECOMMISSIONED | 3 | 2010-10-11
ICE06005 | M6-0342 | MCC B 600A 480V S#DJA1A2T4 GE | MCC | ELV | N/A | XSD | DECOMMISSIONED | 3 | 2010-10-11
ICE06006 | M6-0342 | MCC C 600A 480V S#DJA1A2T4 GE | MCC | ELV | N/A | XSD | DECOMMISSIONED | 3 | 2010-10-11
ICE06007 | M6-0342 | MCC 600A 480V S#DJA1A2T4 GE | MCC | ELV | N/A | XSD | DECOMMISSIONED | 3 | 2010-10-11
ICE06008 | M6-0342 | MCC 75C2369954 S#DJA1A2T4 GE | MCC | ELV | N/A | XSD | DECOMMISSIONED | 3 | 2010-10-11
ICE06056 | M6-0342 | ATS - CH 70A 208V 3 PH 300B370N1XC - ASCO SERIES 300 | ATS | ELV | N/A | XSD | DECOMMISSIONED | 4 | 2013-09-30
ICE06057 | M6-0342 | ATS-F4DT-1 400A 480V 3 PH 300B370N1XC - ASCO SERIES 300 | ATS | ELV | N/A | XSD | DECOMMISSIONED | 5 | 2013-10-26
ICE06058 | M6-0342 | ATS-PZ3 100A 480V 1 PH 300B1100N1XC - ASCO SERIES 300 | ATS | ELV | N/A | XSD | DECOMMISSIONED | 4 | 2014-03-29
ICE06059 | M6-0342 | ATS-P2 100A 480V 3 PH 300B3100N1XC - ASCO SERIES 300 | ATS | ELV | N/A | XSD | DECOMMISSIONED | 4 | 2013-09-23
ICE06060 | M6-0342 | ATS-P3 100A 480V 3 PH 300B3100N1XC - ASCO SERIES 300 | ATS | ELV | N/A | XSD | DECOMMISSIONED | 4 | 2013-09-23
ICE06061 | M6-0342 | ATS-B 600A 208V - ASCO SERIES 300 | ATS | ELV | N/A | XSD | DECOMMISSIONED | 5 | 2013-10-29
ICE06062 | M6-0342 | ATS-C 600A 208V - ASCO SERIES 300 | ATS | ELV | N/A | XSD | DECOMMISSIONED | 5 | 2013-10-29
ICE06063 | M6-0342 | ATS-D 600A 208V - ASCO SERIES 300 | ATS | ELV | N/A | XSD | DECOMMISSIONED | 4 | 2014-03-29
ICE06064 | M6-0342 | ATS-E 600A 208V - ASCO SERIES 300 | ATS | ELV | N/A | XSD | DECOMMISSIONED | 4 | 2013-11-09
ICE06065 | M6-0342 | ATS-F2A 250A 480V - ASCO SERIES 300 | ATS | ELV | N/A | XSD | DECOMMISSIONED | 4 | 2013-11-09
ICE06066 | M6-0342 | ATS-PBD-H-215-D 100A 480V - ASCO SERIES 300 | ATS | ELV | N/A | XSD | DECOMMISSIONED | 4 | 2013-11-09
ICE06067 | M6-0342 | ATS-D4AB 100A 480V - ASCO SERIES 300 | ATS | ELV | N/A | XSD | DECOMMISSIONED | 5 | 2014-01-04
ICE06068 | M6-0342 | ATS - UPS-1 200A 480V - ASCO SERIES 300 | ATS | ELV | N/A | XSD | DECOMMISSIONED | 4 | 2014-01-04
ICE06069 | M6-0342 | ATS-PDU-2D 200A 480V - ASCO SERIES 300 | ATS | ELV | N/A | XSD | DECOMMISSIONED | 4 | 2014-01-04
ICE10001 | M6-0342 | SS 132A 750 KVA 13.2/480V S#PEG-0792 CUT-HAM | Transformers-Oil-MV | EHV | N/A | XSD | DECOMMISSIONED | 4 | 2013-10-22
ICEUPS37-R1 | M6-0342 | UPS-37, 9330-20, 10 KVA, 208VAC In, 208VAC Out, CIF [FIC0013] | UPS-Self Contained | ELV | N/A | XSD | DECOMMISSIONED | 2 | 2015-01-29
ICF11002 | M6-0342 | FCI FC-72 FACP | FACP | PSY | N/A | XSD | DECOMMISSIONED | 2 | 2015-06-04
ICF20002 | M6-0342 | SPRINKLER SYSTEM, COMPUTER ROOM 243 | Wet Pipe | PSY | N/A | XSD | DECOMMISSIONED | 3 | 2016-01-15
ICF23001 | M6-0342 | VALVE, FIRE HOSE SYSTEM | Valves-Fire Hose | PSY | N/A | XSD | DECOMMISSIONED | 3 | 2016-01-20
ICF41001 | M6-0342 | FACP, SIMPLEX 4100+, M6-0342/M6-0392 | FACP | PSY | N/A | XSD | DECOMMISSIONED | 3 | 2012-07-05
ICFH1045 | M6-0342 | HYDRANT, FIRE | Hydrant | WWS | N/A | XSD | DECOMMISSIONED | 4 | 2017-09-25
ICFH1045-R1 | UK-0031 | Hydrant, FIRE, AMERICAN DARLING, 2013 | Hydrant | WWS | PM | FOS | OPERATING | 3 | 2023-11-08
ICFH1120 | M6-0342 | HYDRANT, FIRE | Hydrant | WWS | N/A | XSD | DECOMMISSIONED | 3 | 2014-09-15
ICFH1220 | M6-0342 | HYDRANT, FIRE | Hydrant | WWS | N/A | XSD | DECOMMISSIONED | 4 | 2015-03-11
ICFH1315 | M6-0342 | HYDRANT, FIRE | Hydrant | WWS | N/A | XSD | DECOMMISSIONED | 4 | 2017-09-25
ICFH1315-R1 | UK-0031 | Hydrant, FIRE, AMERICAN DARLING, 2013 | Hydrant | WWS | PM | FOS | OPERATING | 4 | 2023-11-09
ICFKPAB910 | M6-0342 | AUXILLIARY BOX (SUB-SYSTEM OF ISC 99) | ESS | PSY | N/A | XSD | DECOMMISSIONED | 4 | 2015-06-19
ICFKPAB920 | M6-0342 | AUXILLIARY BOX (SUB-SYSTEM OF ISC 99) | ESS | PSY | N/A | XSD | DECOMMISSIONED | 4 | 2015-06-19
ICFKPCP099 | M6-0342 | INTELLIGENT SYSTEM CONTROLLER #99 | ESS | PSY | N/A | XSD | DECOMMISSIONED | 4 | 2015-06-19
ICFKPDP901 | M6-0342 | DOOR PORTAL 9901 | Door Portal | PSY | N/A | XSD | DECOMMISSIONED | 4 | 2015-06-17
ICFKPDP902 | M6-0342 | DOOR PORTAL 9902 | Door Portal | PSY | N/A | XSD | DECOMMISSIONED | 3 | 2015-06-16
ICFKPDP903 | M6-0342 | DOOR PORTAL 9903 | Door Portal | PSY | N/A | XSD | DECOMMISSIONED | 4 | 2015-06-16
ICFKPDP904 | M6-0342 | DOOR PORTAL 9904 | Door Portal | PSY | N/A | XSD | DECOMMISSIONED | 4 | 2015-06-16
ICFKPDP905 | M6-0342 | DOOR PORTAL 9905 | Door Portal | PSY | N/A | XSD | DECOMMISSIONED | 4 | 2015-06-16
ICFKPDP906 | M6-0342 | DOOR PORTAL 9906 | Door Portal | PSY | N/A | XSD | DECOMMISSIONED | 4 | 2015-06-17
ICFKPDP907 | M6-0342 | DOOR PORTAL 9907 | Door Portal | PSY | N/A | XSD | DECOMMISSIONED | 4 | 2015-06-17
ICFKPDP911 | M6-0342 | DOOR PORTAL 9911 | Door Portal | PSY | N/A | XSD | DECOMMISSIONED | 4 | 2015-06-17
ICFKPDP912 | M6-0342 | DOOR PORTAL 9912 | Door Portal | PSY | N/A | XSD | DECOMMISSIONED | 4 | 2015-06-17
ICFKPDP913 | M6-0342 | DOOR PORTAL 9913 | Door Portal | PSY | N/A | XSD | DECOMMISSIONED | 4 | 2015-06-11
ICFKPDP921 | M6-0342 | DOOR PORTAL 9921 | Door Portal | PSY | N/A | XSD | DECOMMISSIONED | 4 | 2015-06-11
ICFKPDP922 | M6-0342 | DOOR PORTAL 9922 | Door Portal | PSY | N/A | XSD | DECOMMISSIONED | 4 | 2015-06-11
ICFSYWC001 | M6-0342 | WET CHEM FIRE SUPPRESSION SYSTEM | Wet Chem | PSY | N/A | XSD | DECOMMISSIONED | 4 | 2011-03-24
ICS12005 | M6-0342 | BFP FEBCO MASTER SERIES DC 870V 6", S/N 960202150 | BFP-Fire | WWS | N/A | XSD | DECOMMISSIONED | 3 | 2016-08-29
ICS12007 | M6-0342 | BFP ZURN WILKINS 475 6" RP, S/N Q03753 | BFP | WWS | N/A | XSD | DECOMMISSIONED | 3 | 2015-11-18
ICU01001 | M6-0342 | UPS-119, FERRORESONANT, 10 KVA | UPS-Self Contained | ELV | N/A | XSD | DECOMMISSIONED | 3 | 2015-01-13
ICU01002 | M6-0342 | UPS-134, 6 KVA | UPS-Self Contained Small | ELV | N/A | XSD | DECOMMISSIONED | 4 | 2015-02-28
ID2ELITE | N6-1009 | LIGHTS, EMERGENCY & EXIT, N6-1009 | Emer-Exit Lights Self Testing 2 | ELV | RTF | FOS | OPERATING | 2 | 2014-06-19
ID501002 | N6-1009 | ROOF, PASS & ID GATE #2, METAL, 4080 SF | Roof-Metal | STR | PM | FOS | OPERATING | 3 | 2024-02-28
IDAIAAX001 | N6-1009 | AIR HANDLER UNIT, S/N K93K71084 | AHU-DX-5T_30T | HVC | N/A | XSD | DECOMMISSIONED | 4 | 2016-09-16
IDAIAAX001-R1 | N6-1009 | Air Handling Unit, AHU-1 | AHU-DX-5T_30T | HVC | PM | FOS | OPERATING | 3 | 2024-01-26
IDAIAAX002 | N6-1009 | AIR HANDLER UNIT, S/N H38169953 | AHU-DX-5T_30T | HVC | N/A | XSD | DECOMMISSIONED | 4 | 2016-09-16
IDAIAAX002A | N6-1009 | Air Handling Unit, AC-2A | AHU-DX | HVC | PM | FOS | OPERATING | 4 | 2024-01-30
IDAIAAX002B | N6-1009 | Air Handling Unit, AC-2B | AHU-DX | HVC | PM | FOS | OPERATING | 4 | 2024-01-26
IDAIAAX002C | N6-1009 | Air Handling Unit, AC-2C | AHU-DX | HVC | PM | FOS | OPERATING | 4 | 2024-03-25
IDAIACU001 | N6-1009 | CONDENSING UNIT, HEAT PUMP | AHU-DX-Condenser | HVC | N/A | XSD | DECOMMISSIONED | 4 | 2014-09-17
IDAIACU001-R1 | N6-1009 | Condensing Unit, CU-1 | AHU-DX-Condenser | HVC | PM | FOS | OPERATING | 3 | 2022-09-02
IDAIACU002 | N6-1009 | CONDENSING UNIT, AMER STD S/N H17220354 | AHU-DX-Condenser | HVC | N/A | XSD | DECOMMISSIONED | 3 | 2016-01-20
IDAIACU002-R1 | N6-1009 | Condensing Unit, CU-2 | AHU-DX-Condenser | HVC | PM | FOS | OPERATING | 4 | 2022-09-02
IDE01001 | N6-1009 | SS 139 75KVA XFMR13.2KV-208/120V PADMOUNT | Transformers-Oil-MV | EHV | PT | FOS | OPERATING | 4 | 2022-11-08
IDE90001 | N6-1009 | GROUNDING SYSTEM FACILITY | Grounding | ELV | PM | FOS | OPERATING | 3 | 2022-08-16
IDF41001 | N6-1009 | FACP, SIMPLEX 4002 | FACP | PSY | N/A | XSD | DECOMMISSIONED | 3 | 2016-06-09
IDFFACP001 | N6-1009 | FACP, SIMPLEX 4007ES | FACP | PSY | PM | FOS | OPERATING | 3 | 2023-05-23
IDFFART001 | N6-1009 | CENTRAL RADIO MONITORING SYSTEM (CRMS) TRANSCEIVER | CRMS | PSY | PM | FOS | OPERATING | 2 | 2023-06-02
IDFFART002 | N6-1009 | CENTRAL RADIO MONITORING SYSTEM (CRMS) TRANSCEIVER | CRMS | PSY | PM | FOS | OPERATING | 3 | 2023-07-06
IDFH1340 | N6-1009 | HYDRANT, FIRE | Hydrant | WWS | PM | FOS | OPERATING | 3 | 2023-10-31
IDFKPWS001 | N6-1009 | WIRELESS SYSTEM | ESS | PSY | PM | FOS | OPERATING | 3 | 2023-07-06
IDS12001 | N6-1009 | BFP FEBCO 825Y 2" | BFP | WWS | PM | FOS | OPERATING | 3 | 2023-10-11
IE501003 | M6-0224 | ROOF, PASS and IDENTIFICATION BLDG, METAL, 5600 SF | Roof-Metal | STR | PM | FOS | OPERATING | 4 | 2023-11-01
IE702001 | M6-0218 | MISSILE DISPLAY - REDSTONE ROCKET EXHIBIT | Missile Display | STR | PM | FOS | OPERATING | 3 | 2023-06-24
IEAIAAX001 | M6-0224 | AIR HANDLER UNIT AHU-1 | AHU-DX-LT5T | HVC | PM | FOS | OPERATING | 3 | 2024-02-15
IEAIAAX002 | M6-0224 | AIR HANDLER UNIT AHU-2 | AHU-DX-5T_30T | HVC | PM | FOS | OPERATING | 3 | 2024-02-15
IEAIAAX003 | M6-0224 | AIR HANDLER UNIT AHU-3 | AHU-DX-LT5T | HVC | PM | FOS | OPERATING | 3 | 2024-02-15
IEAIAAX004 | M6-0224 | AIR HANDLER UNIT AHU-4 | AHU-DX-LT5T | HVC | PM | FOS | OPERATING | 1 | 2024-02-16
IEAIAAX005 | M6-0224 | AIR HANDLER UNIT AHU-5 | AHU-DX-5T_30T | HVC | PM | FOS | OPERATING | 3 | 2024-02-15
IEAIACU001 | M6-0224 | CONDENSING UNIT, CU-1 | AHU-DX-Condenser | HVC | PM | FOS | OPERATING | 3 | 2024-04-17
IEAIACU002 | M6-0224 | CONDENSER UNIT, CU-2 | AHU-DX-Condenser | HVC | N/A | XSD | DECOMMISSIONED | 4 | 2022-04-04
IEAIACU002-R1 | M6-0224 | CONDENSER UNIT, CU-2 | AHU-DX-Condenser | HVC | PM | FOS | OPERATING | 4 | 2023-04-16
IEAIACU003 | M6-0224 | CONDENSER UNIT, CU-3 | AHU-DX-Condenser | HVC | N/A | XSD | DECOMMISSIONED | 2 | 2022-05-25
IEAIACU003-R1 | M6-0224 | CONDENSER UNIT, CU-3 | AHU-DX-Condenser | HVC | PM | FOS | OPERATING | 3 | 2024-04-20
IEAIACU004 | M6-0224 | CONDENSING UNIT, CU-4 | AHU-DX-Condenser | HVC | PM | FOS | OPERATING | 2 | 2022-05-25
IEAIACU005 | M6-0224 | CONDENSER UNIT, CU-5 | AHU-DX-Condenser | HVC | PM | FOS | OPERATING | 4 | 2024-04-17
IEE02001 | M6-0224 | SS 170 300KVA 13.2KV/480V PDMT | Transformers-Oil-MV | EHV | PT | FOS | OPERATING | 4 | 2024-03-20
IEFFACP001 | M6-0224 | FACP, SIMPLEX 4100U | FACP | PSY | PM | FOS | OPERATING | 3 | 2024-04-03
IEFFART001 | M6-0224 | CENTRAL RADIO MONITORING SYSTEM (CRMS) TRANSCEIVER | CRMS | PSY | PM | FOS | OPERATING | 3 | 2024-04-01
IEFH1045 | M6-0224 | HYDRANT, FIRE, MUELLER 5-1/4" 2006 | Hydrant | WWS | PM | FOS | OPERATING | 4 | 2023-09-27
IEFH1225 | M6-0224 | HYDRANT, FIRE, MUELLER 5-1/4" 2007 | Hydrant | WWS | PM | FOS | OPERATING | 4 | 2023-09-27
IEFKPCP005 | M6-0224 | INTELLIGENT SYSTEM CONTROLLER #05 | ESS | PSY | PM | FOS | OPERATING | 4 | 2024-03-28
IEFKPDP051 | M6-0224 | DOOR PORTAL SECURITY SYSTEM | Door Portal | PSY | PM | FOS | OPERATING | 3 | 2024-04-01
IEFSYWS001 | M6-0224 | WET PIPE SPRINKLER SYSTEM | Wet Pipe | PSY | PM | FOS | OPERATING | 3 | 2023-12-01
IES12001 | M6-0224 | BFP 6" FIRE DCVA ZURN-WILKINS M/N 350 S/N J25136 | BFP-Fire | WWS | PM | FOS | OPERATING | 4 | 2024-04-10
IES12002 | M6-0224 | BFP 2" RP ZURN-WILKINS M/N 975XL S/N 2676183 | BFP | WWS | PM | FOS | OPERATING | 3 | 2023-10-12
IES12004 | M6-0224 | BFP 2" RP WATTS M/N 009M2QT S/N A19509 | BFP | WWS | PM | FOS | OPERATING | 4 | 2023-10-11
IFAIAAX001 | L7-1559 | AIR HANDLER, DX | AHU-DX-5T_30T | HVC | PM/AS | FOS | OPERATING | 4 | 2022-01-31
IFAIACU002 | L7-1559 | CONDENSING UNIT | Condensing Unit | HVC | PM/AS | FOS | OPERATING | 4 | 2022-01-31
IFE90001 | L7-1559 | GROUNDING SYSTEM FACILITY | Grounding | ELV | PM | FOS | OPERATING | 4 | 2023-05-30
II302001 | M7-0505 | EYEWASH, SAFETY, HAWS | Shwr-Eyewash | WWS | PM | FOS | OPERATING | 3 | 2023-06-19
II302003 | M7-0557 | SAFETY SHOWER / EYEWASH, HAWS M/N 8400 | Shwr-Eyewash | WWS | PM | FOS | OPERATING | 3 | 2024-02-15
II302004 | M7-0557 | EYEWASH, WALL MOUNTED | Shwr-Eyewash | WWS | PM | FOS | OPERATING | 3 | 2024-02-05
II302005 | M7-0557 | EYEWASH, WALL MOUNTED | Shwr-Eyewash | WWS | N/A | XSD | DECOMMISSIONED | 3 | 2020-02-11
II302005-R1 | M7-0557 | EYEWASH, DECK MOUNTED | Shwr-Eyewash | WWS | PM | FOS | OPERATING | 3 | 2024-04-16
II302006 | M7-0557 | EYEWASH, WALL MOUNTED | Shwr-Eyewash | WWS | N/A | XSD | DECOMMISSIONED | 3 | 2020-02-12
II302006-R1 | M7-0557 | EYEWASH, DECK MOUNTED | Shwr-Eyewash | WWS | PM | FOS | OPERATING | 3 | 2024-04-16
II302007 | M7-0557 | EYEWASH, PORTABLE, SAS | Shwr-Eyewash-Portable | WWS | N/A | XSD | DECOMMISSIONED | 4 | 2015-04-01
II302008 | M7-0557 | SAFETY SHOWER / EYEWASH, HAWS | Shwr-Eyewash | WWS | PM | FOS | OPERATING | 3 | 2023-06-02
II303002 | M7-0557 | SAFETY SHOWER / EYEWASH, HAWS | Shwr-Eyewash | WWS | PM | FOS | OPERATING | 3 | 2024-02-05
IIACA084 | M7-0557 | AIR COMPRESSOR, RECIP | Compressors-Air-Reciprocating | HVC | N/A | XSD | DECOMMISSIONED | 3 | 2017-12-08
IIFFACP001 | M7-0557 | FACP, SIMPLEX 4005 | FACP | PSY | PM | FOS | OPERATING | 3 | 2023-08-30
IK2ELITE | M6-0489 | LIGHTS, EMERGENCY & EXIT, M6-0489 | Emer-Exit Lights Self Testing | ELV | PM | FOS | OPERATING | 4 | 2017-12-18
IKACP001 | M6-0489 | FACP, SIMPLEX 4020 | FACP | PSY | PM | FOS | OPERATING | 3 | 2023-11-08
IKAIAAX001 | M6-0489 | AHU, DX, RECIRC AIR | AHU-DX-LT5T | HVC | N/A | XSD | DECOMMISSIONED | 3 | 2021-03-08
IKAIAAX001-R1 | M6-0489 | AHU, DX, RECIRC AIR | AHU-DX-5T_30T | HVC | PM | FOS | OPERATING | 3 | 2024-03-27
IKAIAAX002 | M6-0489 | AHU, DX, OUTSIDE AIR | AHU-DX-LT5T | HVC | N/A | XSD | DECOMMISSIONED | 2 | 2017-01-23
IKAIACU001 | M6-0489 | CONDENSING UNIT, RECIRC AIR | AHU-DX-Condenser | HVC | N/A | XSD | DECOMMISSIONED | 2 | 2021-09-10
IKAIACU001-R1 | M6-0489 | CONDENSING UNIT, RECIRC AIR | AHU-DX-Condenser | HVC | PM | FOS | OPERATING | 4 | 2024-03-04
IKAIACU002 | M6-0489 | CONDENSING UNIT, OUTSIDE AIR | AHU-DX-Condenser | HVC | N/A | XSD | DECOMMISSIONED | 1 | 2011-03-08
IKAIAUA001 | M6-0489 | PACKAGE UNIT, OUTSIDE AIR | AHU-DX-Package-5T_30T | HVC | PM | FOS | OPERATING | 3 | 2024-03-26
IKE01001 | M6-0489 | SS 140, 225KVA 13.2KV/480V PAD MOUNT | Transformers-Oil-MV | EHV | PT | FOS | OPERATING | 2 | 2022-03-02
IKFH1090 | M6-0489 | HYDRANT, FIRE | Hydrant | WWS | PM | FOS | OPERATING | 3 | 2024-01-21
IKFH1290 | M6-0489 | HYDRANT, FIRE | Hydrant | WWS | PM | FOS | OPERATING | 3 | 2024-01-21
IKFSYWS001 | M6-0489 | WET PIPE FIRE SPRINKLER SYSTEM | Wet Pipe | PSY | PM | FOS | OPERATING | 3 | 2024-01-29
IKS12001 | M6-0489 | BFP ZURN-WILKINS, 2" POTABLE, S/N 762906 | BFP | WWS | PM | FOS | OPERATING | 2 | 2024-01-21
IKS12002 | M6-0489 | BFP WATTS, S/N 130755 | BFP-Fire | WWS | PM | FOS | OPERATING | 4 | 2024-04-09
IO320010 | K6-0742 | SHOWER & EYEWASH SAFETY | Shwr-Eyewash | WWS | PM | FOS | OPERATING | 3 | 2024-04-09
IO501002 | K6-0742 | ROOF, HAZ WASTE STAGING FAC METAL TYPE | Roof-Metal | STR | PM | FOS | OPERATING | 2 | 2021-10-19
IQE01001 | M6-0552 | SS 175 500KVA 13.2KV-480/277V FR3 OIL PDMT COOPER | Transformers-Oil-MV | EHV | PT | FOS | OPERATING | 4 | 2022-11-24
IQF20001 | M6-0504 | SPRINKLER SYSTEM AUTO | Wet Pipe | PSY | PM | FOS | OPERATING | 3 | 2023-11-20
IQFFAAS001 | M6-0552 | VESDA DETECTION, ART STORAGE | ASSD | PSY | PM | FOS | OPERATING | 3 | 2024-05-07
IQFFAAS002 | M6-0552 | VESDA DETECTION, ARCHIVAL STORAGE | ASSD | PSY | PM | FOS | OPERATING | 3 | 2024-05-07
IQFFACP005 | M6-0504 | FACP, SIMPLEX 4005 | FACP | PSY | PM | FOS | OPERATING | 2 | 2020-05-28
IQFFACPN61 | M6-0553 | FACP, SIMPLEX 4100 | FACP | PSY | PM | FOS | OPERATING | 3 | 2024-05-04
IQFFACPN67 | M6-0454 | FACP, SIMPLEX 4100U | FACP | PSY | PM | FOS | OPERATING | 2 | 2024-04-25
IQFFACPN74 | M6-0552 | FIRE ALARM SYSTEM, KSC VC, NODE 74 | FACP | PSY | PM | FOS | OPERATING | 3 | 2024-05-08
IQFH1030 | UK-0031 | HYDRANT, FIRE, MUELLER 5-1/4" 2008 | Hydrant | WWS | PM | FOS | OPERATING | 4 | 2023-06-16
IQFH1050 | UK-0031 | HYDRANT, FIRE | Hydrant | WWS | PM | FOS | OPERATING | 4 | 2024-01-24
IQFH1070 | UK-0031 | HYDRANT, FIRE | Hydrant | WWS | PM | FOS | OPERATING | 3 | 2024-02-19
IQFH1080 | UK-0031 | HYDRANT, FIRE | Hydrant | WWS | PM | FOS | OPERATING | 4 | 2024-01-24
IQFH1320-R1 | UK-0031 | HYDRANT, FIRE | Hydrant | WWS | PM | FOS | OPERATING | 3 | 2024-05-09
IQFKPCP035 | M6-0552 | INTELLIGENT SYSTEM CONTROLLER #35 | ESS | PSY | PM | FOS | OPERATING | 3 | 2024-03-21
IQFKPDP351 | M6-0552 | DOOR PORTAL DR 1000 | Door Portal | PSY | PM | FOS | OPERATING | 3 | 2024-03-21
IQFKPDP352 | M6-0552 | DOOR PORTAL DR 1019 | Door Portal | PSY | PM | FOS | OPERATING | 3 | 2024-03-21
IQFKPWS353 | M6-0552 | WIRELESS SECURITY SYSTEM | Wireless System | PSY | PM | FOS | OPERATING | 3 | 2023-03-24
IQFSYWS001 | M6-0553 | WET PIPE FIRE SPRINKLER SYSTEM, RM 1111 | Wet Pipe | PSY | PM | FOS | OPERATING | 3 | 2024-01-12
IQFSYWS002 | M6-0454 | WET PIPE SPRINKLER SYSTEM | Wet Pipe | PSY | PM | FOS | OPERATING | 3 | 2024-01-08
IQFSYWS003 | M6-0552 | WET PIPE FIRE SPRINKLER SYSTEM | Wet Pipe | PSY | PM | FOS | OPERATING | 3 | 2023-12-04
IQS12001 | M6-0410 | BFP WILKINS-ZURN 950D 6" S/N 05928 FIREX | BFP-Fire | WWS | PM | FOS | OPERATING | 4 | 2024-02-13
IQS12003 | M6-0410 | BFP WILKINS-ZURN 975XL 2" S/N 833557 POTABLE | BFP | WWS | PM | FOS | OPERATING | 4 | 2024-02-15
IQS12004 | M6-0410 | BFP WATTS 909-M1-QT 2" S/N 303925 POTABLE | BFP | WWS | PM | FOS | OPERATING | 4 | 2024-02-15
IQS12005 | M6-0410 | BFP AMES 4" D.C., S/N 126804 | BFP-Fire | WWS | PM | FOS | OPERATING | 4 | 2024-02-13
IQS12007 | M6-0410 | BFP FEBCO 850 D.C 6" S/N F0302191243 | BFP | WWS | PM | FOS | OPERATING | 4 | 2024-02-05
IQS12008-R1 | M6-0410 | BFP WATTS RP 3", MODEL 957, S/N ML0954 | BFP | WWS | N/A | XSD | DECOMMISSIONED | 3 | 2020-03-05
IQS12009 | M6-0410 | BFP WATTS 009-M2-QT 1" S/N 43651 | BFP | WWS | N/A | XSD | DECOMMISSIONED | 3 | 2015-11-27
IQS12009-R1 | M6-0410 | BFP WATTS 909QT 1" S/N 628207 | BFP | WWS | N/A | XSD | DECOMMISSIONED | 3 | 2019-11-18
IQS12011 | UK-0031 | BFP FEBCO 850 DC 6" S/N 076210919 | BFP-Fire | WWS | PM | FOS | OPERATING | 3 | 2024-03-12
IQS12012 | UK-0031 | BFP WATTS 007M1-QT DC 1" S/N 93614 | BFP | WWS | PM | FOS | OPERATING | 4 | 2023-06-06
IR201001 | M3-0003 | LIGHTNING PROTECTION SYSTEM | Lightning Prot | ELV | N/A | XSD | DECOMMISSIONED | 4 | 2010-09-14
IR201006 | M3-0003 | FAR SOUTH DATA SUBMARINE CABLE, TERMINAL CABINET | Bridge-Cable-Submarine | SPE | N/A | XSD | DECOMMISSIONED | 4 | 2013-03-12
IR201007 | M3-0003 | FAR NORTH DATA SUBMARINE CABLE, TERMINAL CABINET | Bridge-Cable-Submarine | SPE | N/A | XSD | DECOMMISSIONED | 4 | 2013-03-15
IR201009 | M3-0003 | NEAR DATA SUBMARINE CABLE, TERMINAL CABINET | Bridge-Cable-Submarine | STR | N/A | XSD | DECOMMISSIONED | 4 | 2013-03-12
IR207002 | M3-0003 | TERMINAL CABINET AND SUBM CABLE | Bridge-Cabinet-Terminal | STR | N/A | XSD | DECOMMISSIONED | 4 | 2015-01-14
IR207003 | M3-0003 | TERMINAL CABINET AND SUBM CABLE | Bridge-Cabinet-Terminal | STR | N/A | XSD | DECOMMISSIONED | 4 | 2015-01-15
IR207004 | M3-0003 | TERMINAL CABINET | Bridge-Cabinet-Terminal | STR | N/A | XSD | DECOMMISSIONED | 4 | 2015-01-28
IR207005 | M3-0003 | CAB TERMINAL | Bridge-Cabinet-Terminal | STR | N/A | XSD | DECOMMISSIONED | 4 | 2015-01-23
IR2ELITE | M3-0003 | LIGHTS, EMERGENCY & EXIT, M3-0003 | Emer-Exit Lights Self Testing 2 | ELV | RTF | FOS | OPERATING | 4 | 2017-11-08
IR501002 | M3-0003 | ROOF, INDIAN RIVER BRIDGE 400 SF | Roof-BUR | STR | N/A | XSD | DECOMMISSIONED | 5 | 2017-08-08
IR501002-R1 | M3-0003 | Roof, BUR | Roof-BUR | STR | N/A | XSD | DECOMMISSIONED | 3 | 2022-10-31
IR601001 | M3-0003 | SPAN LIFT MACHINERY-INDIAN RIVER BRIDGE-N SIDE W | Bridge-Span Lift | STR | N/A | XSD | DECOMMISSIONED | 4 | 2023-06-12
IR601002 | M3-0003 | SPAN LIFT MACHINERY-INDIAN RIVER BRIDGE-N SIDE E | Bridge-Span Lift | STR | N/A | XSD | DECOMMISSIONED | 4 | 2023-06-10
IR601003 | M3-0003 | SPAN LIFT MACHINERY-INDIAN RIVER BRIDGE-S SIDE W | Bridge-Span Lift | STR | N/A | XSD | DECOMMISSIONED | 4 | 2023-02-17
IR601004 | M3-0003 | SPAN LIFT MACHINERY-INDIAN RIVER BRIDGE-S SIDE E | Bridge-Span Lift | STR | N/A | XSD | DECOMMISSIONED | 4 | 2023-06-08
IR601017 | M3-0003 | THRUSTER BRAKE, MOTOR, SOUTH (NEAR SIDE) | Bridge-Thruster Brake | STR | N/A | XSD | DECOMMISSIONED | 4 | 2023-05-03
IR601018 | M3-0003 | THRUSTER BRAKE, MACHINERY, SOUTH (NEAR SIDE) | Bridge-Thruster Brake | STR | N/A | XSD | DECOMMISSIONED | 4 | 2023-05-05
IR601019 | M3-0003 | THRUSTER BRAKE, MACHINERY, SOUTH (FAR SIDE) | Bridge-Thruster Brake | STR | N/A | XSD | DECOMMISSIONED | 4 | 2023-05-05
IR601020 | M3-0003 | THRUSTER BRAKE, MOTOR, SOUTH (FAR SIDE) | Bridge-Thruster Brake | STR | N/A | XSD | DECOMMISSIONED | 4 | 2023-05-05
IR601021 | M3-0003 | THRUSTER BRAKE, MOTOR, NORTH (FAR SIDE) | Bridge-Thruster Brake | STR | N/A | XSD | DECOMMISSIONED | 4 | 2023-05-05
IR601022 | M3-0003 | THRUSTER BRAKE, MACHINERY, NORTH (FAR SIDE) | Bridge-Thruster Brake | STR | N/A | XSD | DECOMMISSIONED | 4 | 2023-05-05
IR601023 | M3-0003 | THRUSTER BRAKE, MACHINERY, NORTH (NEAR SIDE) | Bridge-Thruster Brake | STR | N/A | XSD | DECOMMISSIONED | 4 | 2023-05-04
IR601024 | M3-0003 | THRUSTER BRAKE, MOTOR, NORTH (NEAR SIDE) | Bridge-Thruster Brake | STR | N/A | XSD | DECOMMISSIONED | 4 | 2023-05-05
IR601025 | M3-0003 | SPAN LIFT MOTOR, SOUTH, NEAR | Bridge-Motor-Span Lift | STR | N/A | XSD | DECOMMISSIONED | 2 | 2023-05-08
IR601026 | M3-0003 | SPAN LIFT MOTOR, SOUTH, FAR | Bridge-Motor-Span Lift | STR | N/A | XSD | DECOMMISSIONED | 4 | 2023-05-05
IR601027 | M3-0003 | SPAN LIFT MOTOR, NORTH, FAR | Bridge-Motor-Span Lift | STR | N/A | XSD | DECOMMISSIONED | 4 | 2023-05-09
IR601028 | M3-0003 | SPAN LIFT MOTOR, NORTH, NEAR | Bridge-Motor-Span Lift | STR | N/A | XSD | DECOMMISSIONED | 4 | 2023-05-08
IR602009 | M3-0003 | GATE, WEST BOUND, ON-COMING GATE #1 | Bridge-Gates | STR | N/A | XSD | DECOMMISSIONED | 4 | 2023-02-10
IR602010 | M3-0003 | GATE, WEST BOUND, ON-COMING GATE #2 | Bridge-Gates | STR | N/A | XSD | DECOMMISSIONED | 4 | 2023-02-10
IR602011 | M3-0003 | GATE, WEST BOUND, OFF-GOING GATE #1 | Bridge-Gates | STR | N/A | XSD | DECOMMISSIONED | 4 | 2023-02-11
IR602012 | M3-0003 | GATE, WEST BOUND, OFF-GOING GATE #2 | Bridge-Gates | STR | N/A | XSD | DECOMMISSIONED | 4 | 2023-02-11
IR602013 | M3-0003 | GATE, EAST BOUND, ON-COMING GATE #2 | Bridge-Gates | STR | N/A | XSD | DECOMMISSIONED | 4 | 2023-03-29
IR602014 | M3-0003 | GATE, EAST BOUND, ON-COMING GATE #1 | Bridge-Gates | STR | N/A | XSD | DECOMMISSIONED | 4 | 2023-03-28
IR602015 | M3-0003 | GATE, EAST BOUND, OFF-GOING GATE #2 | Bridge-Gates | STR | N/A | XSD | DECOMMISSIONED | 4 | 2023-03-28
IR602016 | M3-0003 | GATE, EAST BOUND, OFF-GOING GATE #1 | Bridge-Gates | STR | N/A | XSD | DECOMMISSIONED | 4 | 2023-03-28
IR603001 | M3-0003 | LOCK BAR OPERATOR EG2 | Bridge-Lock Bar | STR | N/A | XSD | DECOMMISSIONED | 4 | 2023-02-27
IR603002 | M3-0003 | LOCK BAR OPERATOR EG2 | Bridge-Lock Bar | STR | N/A | XSD | DECOMMISSIONED | 4 | 2023-02-27
IR603003 | M3-0003 | LOCK BAR OPERATOR EG2 | Bridge-Lock Bar | STR | N/A | XSD | DECOMMISSIONED | 4 | 2023-04-07
IR603004 | M3-0003 | LOCK BAR OPERATOR EG2 | Bridge-Lock Bar | STR | N/A | XSD | DECOMMISSIONED | 4 | 2023-04-07
IR604001 | M3-0003 | FENDER | Bridge-Fender | SPE | N/A | XSD | DECOMMISSIONED | 2 | 2023-01-30
IR604002 | M3-0003 | FENDER | Bridge-Fender | SPE | N/A | XSD | DECOMMISSIONED | 1 | 2023-01-30
IR701001 | M3-0003 | MOTOR CONTROL CENTER, SOUTH | Bridge-MCC | STR | N/A | XSD | DECOMMISSIONED | 4 | 2021-11-05
IR701002 | M3-0003 | MOTOR CONTROL CENTER, NORTH | Bridge-MCC | STR | N/A | XSD | DECOMMISSIONED | 4 | 2021-11-05
IRE01001 | M3-0003 | SS 113 150KVA 13.2KV/480 S#98J508243 PADMOUNT ABB | Transformers-Oil-MV | EHV | N/A | XSD | DECOMMISSIONED | 4 | 2021-01-10
IRG02163 | M3-0147 | GENERATOR 200KW DIESEL 480V, with 300 Gallon Tank | Generator-Stationary-Level 2 | ELV | N/A | XSD | DECOMMISSIONED | 4 | 2022-04-14
ISAIAUA002 | L7-1508 | WALL UNIT, MARVAIR | AHU-DX-Package-LT5T | HVC | PM/AS | FOS | OPERATING | 2 | 2022-01-29
ISAIAUA003 | L7-1508 | WALL UNIT, MARVAIR | AHU-DX-Package-LT5T | HVC | PM/AS | FOS | OPERATING | 2 | 2022-01-26
ISAIAUA004 | L7-1508 | WALL UNIT, MARVAIR | AHU-DX-Package-LT5T | HVC | PM/AS | FOS | OPERATING | 2 | 2022-01-26
ISE02001 | L7-1507 | SS 199 300KVA 13.2KV-208/120V OIL TYPE GE | Transformers-Oil-MV | EHV | PT | FOS | OPERATING | 4 | 2023-11-15
ISFFAAS001 | L7-1508 | AIR SAMPLING DETECTION SYSTEM, VESDA | ASSD | PSY | PM | FOS | OPERATING | 3 | 2024-05-06
ISFFART001 | L7-1508 | CENTRAL RADIO MONITORING SYSTEM (CRMS) TRANSCEIVER | CRMS | PSY | PM | FOS | OPERATING | 3 | 2024-01-09
ISFH1050 | UK-0031 | HYDRANT, FIRE | Hydrant | WWS | PM | FOS | OPERATING | 4 | 2023-09-25
ISFH1295 | UK-0031 | HYDRANT, FIRE | Hydrant | WWS | PM | FOS | OPERATING | 4 | 2023-09-27
ISFH1350 | UK-0031 | HYDRANT, FIRE | Hydrant | WWS | PM | FOS | OPERATING | 4 | 2023-10-06
ISFSCCP001 | L7-1508 | Releasing Control Panel | RCP | PSY | PM | FOS | OPERATING | 3 | 2024-05-07
ISU01001 | L7-1509 | UPS-158, 5 KVA | UPS-Self Contained Small | ELV | PM | FOS | OPERATING | 4 | 2023-11-14
IT801002 | M5-1586A | TANK, FUEL, DIESEL, with 295 Gallon Tank, Grove Pump #9 | Tanks-Fuel | STR | PM | FOS | OPERATING | 4 | 2024-04-26
IT801003 | M5-1586 | TANK, FUEL, DIESEL, with 500 Gallon Tank, Grove Pump #8 | Tanks-Fuel | STR | N/A | XSD | DECOMMISSIONED | 4 | 2023-07-26
IVS12001 | M7-0453 | BFP DC, WATTS 6", M/N 709, S/N 251183 | BFP-Fire | WWS | PM | FOS | OPERATING | 3 | 2024-02-04
IVS12002 | M7-0453 | BFP DC, WATTS 2", M/N 009, S/N 107295 | BFP | WWS | PM | FOS | OPERATING | 4 | 2023-08-17
IVS308001 | M7-0453 | FILTER, WATER, AQUA PURE | Filters-Water | WWS | PM | FOS | OPERATING | 3 | 2023-12-11
IVSFH001 | M7-0453 | HYDRANT, FIRE | Hydrant | WWS | PM | FOS | OPERATING | 3 | 2023-08-07
IXE01001 | M6-0455 | SS 137 1000KVA 13.2KV-480/277V OIL PDMT SQ.D | Transformers-Oil-MV | EHV | PT | FOS | OPERATING | 4 | 2022-09-08
IXFFACPN59 | M6-0455E | FACP, SIMPLEX 4100U, M6-0455E | FACP | PSY | PM | FOS | OPERATING | 3 | 2023-09-17
IXFSYWS001 | M6-0455E | WET PIPE SPRINKLER SYSTEM 6" | Wet Pipe | PSY | PM | FOS | OPERATING | 3 | 2024-01-09
IXFSYWS508 | M6-0508 | WET PIPE SPRINKLER SYSTEM, NON-TYPICAL | Wet Pipe | PSY | PM | FOS | OPERATING | 3 | 2023-11-09
IXFSYWS509 | M6-0509 | WET PIPE SPRINKLER SYSTEM, NON-TYPICAL | Wet Pipe | PSY | PM | FOS | OPERATING | 3 | 2023-11-09
IXS12001 | M6-0410 | BFP WILKINS-ZURN 950DA 6" D.C. S/N D08722 FIREX | BFP-Fire | WWS | PM | FOS | OPERATING | 4 | 2024-02-13
IXS12003 | M6-0410 | BFP WATTS 009-M2-QT 1.5" S/N 58454 POTABLE | BFP | WWS | PM | FOS | OPERATING | 4 | 2024-02-15
J22ELITE | N6-2247 | LIGHTS, EMERGENCY & EXIT, N6-2247 | Emer-Exit Lights Self Testing | ELV | PM | FOS | OPERATING | 4 | 2024-04-03
J2303001 | N6-2247 | EYEWASH STATION | Shwr-Eyewash | WWS | PM | FOS | OPERATING | 3 | 2023-05-03
J2308001 | N6-2247 | FILTER, WATER, EXTERNAL | Filters-Water | WWS | PM/TS | FOS | OPERATING | 3 | 2016-11-11
J2501002 | N6-2247 | ROOF, OFFICE/COMPUTER BUILDING, METAL, 4480 SF | Roof-Metal | STR | PM | FOS | OPERATING | 3 | 2023-05-08
J2A01001 | N6-2247 | A/C PKG UNIT TRANE S/N G14142709D | AHU-DX-Package-5T_30T | HVC | PM | FOS | OPERATING | 2 | 2024-03-15
J2A02001 | N6-2247 | A/C PKG UNIT TRANE S/N G40142593D | AHU-DX-Package-5T_30T | HVC | PM | FOS | OPERATING | 3 | 2024-04-05
J2E90001 | N6-2247 | GROUNDING SYSTEM FACILITY | Grounding | ELV | PM | FOS | OPERATING | 4 | 2011-07-15
J2F20001 | N6-2247 | PRE-ACTION SPRINKLER SYSTEM, 3" w/GN2 | Pre-Action | PSY | PM | FOS | OPERATING | 3 | 2023-11-09
J2FFAPA002 | N6-2247 | PRE-ACTION RELEASING CONTROL PANEL | RCP | PSY | PM | FOS | OPERATING | 3 | 2023-08-10
J2FFART001 | N6-2247 | CENTRAL RADIO MONITORING SYSTEM (CRMS) TRANSCEIVER | CRMS | PSY | PM | FOS | OPERATING | 3 | 2023-08-07
J2FH1255 | N6-2247 | HYDRANT, FIRE, MUELLER 5-1/4" 1992 | Hydrant | WWS | PM | FOS | OPERATING | 3 | 2023-08-15
J2S12001 | N6-2247 | BFP AMES DOUBLE CHECK S/N G20125H0727 3", M/N 3-20 | BFP | WWS | PM | FOS | OPERATING | 4 | 2023-07-05
J2S12002 | N6-2247 | BFP AMES DOUBLE CHECK S/N G20118H0727 3" M/N 3-2000S | BFP | WWS | PM | FOS | OPERATING | 3 | 2023-07-03
J2S12003 | N6-2247 | BFP FEBCO 2" M/N 825Y S/N AH1649 | BFP | WWS | N/A | XSD | DECOMMISSIONED | 4 | 2017-06-20
J2S12003-R1 | N6-2247 | BFP FEBCO 825Y 2" S/N J008546 | BFP | WWS | PM | FOS | OPERATING | 4 | 2023-07-14
J2S12004 | N6-2247 | BFP POTABLE FEBCO 2" M/N 825Y S/N AH9649 | BFP | WWS | PM | FOS | OPERATING | 4 | 2023-07-14
J5-0341ELVLU | J5-0341 | BLDG. J5-0341 ELV LIGHTNING PROTECTION SUBSYSTEMS | System | ELV | HO | FOS | OPERATING | 3 | 2019-11-21
J5-0341ELVVL | J5-0341 | BLDG. J5-0341 ELV ELECTRICAL LOW VOLTAGE SUBSYSTEMS | System | ELV | HO | FOS | OPERATING | 3 | 2015-01-12
J5-0583ELVLU | J5-0583 | BLDG. J5-0583 ELV LIGHTNING PROTECTION SUBSYSTEMS | Lightning Prot | ELV | PM | FOS | OPERATING | 4 | 2022-09-12
J5-1144ELVLU | J5-1144 | BLDG. J5-1144 ELV LIGHTNING PROTECTION SUBSYSTEMS | System | ELV | HO | FOS | OPERATING | 3 | 2022-09-12
J5-1195ELVVL | J5-1195 | BLDG. J5-1195 ELV ELECTRICAL LOW VOLTAGE SUBSYSTEMS | Emer Lights | ELV | N/A | XSD | DECOMMISSIONED | 4 | 2012-05-15
J5-2000ELVLU | J5-2000 | BLDG. J5-2000 ELV LIGHTNING PROTECTION SUBSYSTEMS | Lightning Prot | ELV | PM | FOS | OPERATING | 4 | 2023-03-06
J52ELITE | M6-0787 | LIGHTS, EMERGENCY & EXIT, M6-0787 | Emer-Exit Lights Self Testing | ELV | PM | FOS | OPERATING | 4 | 2024-05-09
J5501002 | M6-0785 | ROOF, SOURCE BOARD BUILDING, 7252 SF | Roof-Metal | STR | PM | FOS | OPERATING | 3 | 2023-11-14
J5501003 | M6-0787 | ROOF, SOURCE EVAL. BOARD FAC., METAL, 8255 SF | Roof-Metal | STR | PM | FOS | OPERATING | 4 | 2023-11-30
J5901001 | M6-0486 | FREEZER/REFRIG. GLENCO-STAR M/N MM-4160-99-C | Refrigeration-Refrigerator | HVC | N/A | XSD | DECOMMISSIONED | 4 | 2015-02-09
J5A01001 | M6-0785 | AHU DX SPLIT UNIT TRANE S/N G49180051 | AHU-DX-5T_30T | HVC | PM | FOS | OPERATING | 2 | 2018-07-16
J5A01002 | M6-0785 | CONDENSING UNIT, TRANE S/N H06198103 | AHU-DX-Condenser | HVC | PM | FOS | OPERATING | 3 | 2023-06-14
J5AIAUA001 | M6-0787 | PACKAGE A/C UNIT TRANE S/N 52010159D | AHU-DX-Package-5T_30T | HVC | N/A | XSD | DECOMMISSIONED | 3 | 2017-01-30
J5AIAUA001-R1 | M6-0787 | Package A/C Unit | AHU-DX-Package-5T_30T | HVC | PM | FOS | OPERATING | 3 | 2024-03-27
J5AIAVE001 | M6-0787 | ENERGY RECOVERY VENTILATOR, ERV-1 | Heat Recovery Wheel | HVC | N/A | XSD | DECOMMISSIONED | 1 | 2016-10-24
J5AIVER001 | M6-0787 | Energy Recovery Ventilator | Heat Recovery Wheel | HVC | PM | FOS | OPERATING | 3 | 2023-07-31
J5E01001 | M6-0785 | SS 116 225KVA | Transformers-Oil-MV | EHV | PT | FOS | OPERATING | 2 | 2020-12-22
J5F41001 | M6-0785 | FACP, SIMPLEX 4002 | FACP | PSY | N/A | XSD | DECOMMISSIONED | 3 | 2021-12-10
J5FFACP001 | M6-0787 | FACP, SIMPLEX 4100+ | FACP | PSY | PM | FOS | OPERATING | 3 | 2024-01-30
J5FFACP002 | M6-0785 | FACP,SIMPLEX 4007 | FACP | PSY | PM | FOS | OPERATING | 3 | 2024-01-31
J5FFART001 | M6-0785 | CENTRAL RADIO MONITORING SYSTEM (CRMS) TRANSCEIVER | CRMS | PSY | PM | FOS | OPERATING | 3 | 2024-02-14
J5FH1010 | M6-0787 | HYDRANT, FIRE MUELLER 5-1/4" 2004 | Hydrant | WWS | N/A | XSD | DECOMMISSIONED | 4 | 2018-02-05
J5FH1010-R1 | M6-0787 | Hydrant, FIRE, AMERICAN DARLING, 2013 | Hydrant | WWS | PM | FOS | OPERATING | 4 | 2024-02-21
J5FH1200 | M6-0785 | HYDRANT, FIRE, MUELLER 5-1/4, 2010 | Hydrant | WWS | PM | FOS | OPERATING | 4 | 2023-11-13
J5FH1250 | M6-0785 | HYDRANT, FIRE | Hydrant | WWS | N/A | XSD | DECOMMISSIONED | 4 | 2017-10-10
J5FH1250-R1 | M6-0785 | Hydrant, FIRE, AMERICAN DARLING, 2013 | Hydrant | WWS | PM | FOS | OPERATING | 4 | 2023-10-05
J5FH1320 | M6-0785 | HYDRANT, FIRE | Hydrant | WWS | N/A | XSD | DECOMMISSIONED | 4 | 2017-10-04
J5FH1320-R1 | M6-0785 | Hydrant, FIRE, AMERICAN DARLING, 2013 | Hydrant | WWS | PM | FOS | OPERATING | 4 | 2023-10-05
J5FKPAP891 | M6-0787 | AUXILIARY BOX, ESS-AC | ESS | PSY | PM | FOS | OPERATING | 3 | 2024-02-06
J5FKPDP892 | M6-0785 | DOOR PORTAL SECURITY SYSTEM | Door Portal | PSY | PM | FOS | OPERATING | 3 | 2024-02-14
J5FKPDP893 | M6-0787 | DOOR PORTAL SECURITY SYSTEM | Door Portal | PSY | PM | FOS | OPERATING | 3 | 2024-02-14
J5FKPLN089 | M6-0785 | INTELLIGENT SYSTEM CONTROLLER #89 | ESS | PSY | PM | FOS | OPERATING | 3 | 2024-02-14
J5FSYWS001 | M6-0787 | WET PIPE FIRE SPRINKLER SYSTEM | Wet Pipe | PSY | PM | FOS | OPERATING | 3 | 2023-11-28
J5S12001 | M6-0785 | BFP WATTS 2" 909 S/N 210842 | BFP | WWS | PM | FOS | OPERATING | 3 | 2023-08-03
J5S12002 | M6-0787 | BFP 2" WILKINS, S/N 1983714 | BFP | WWS | PM | FOS | OPERATING | 3 | 2023-09-20
J5S12003 | M6-0787 | BFP 4" WILKINS, S/N J16402 | BFP | WWS | PM | FOS | OPERATING | 3 | 2023-09-13
J5S12004 | M6-0785 | BFP 2" WATTS LF009M2QT, S/N 093856 | BFP | WWS | PM | FOS | OPERATING | 3 | 2023-09-22
J6-0490AELVLU | J6-0490A | BLDG. J6-0490A LIGHTNING PROTECTION SUBSYSTEM | Lightning Prot | ELV | PM | FOS | OPERATING | 4 | 2021-06-11
J6-1725ELVVL | J6-1725 | BLDG. J6-1725 ELV ELECTRICAL LOW VOLTAGE SUBSYSTEMS | System | ELV | N/A | NAB | ABANDONED | 3 | 2010-10-14
J6-2025ELVVL | J6-2025 | BLDG. J6-2025 ELV ELECTRICAL LOW VOLTAGE SUBSYSTEMS | Emer Lights | ELV | N/A | NIC | NOT_IN_CONTRACT | 4 | 2012-05-11
J6-2126ELVVL | J6-2126 | BLDG. J6-2126 ELV ELECTRICAL LOW VOLTAGE SUBSYSTEMS | Emer Lights | ELV | N/A | NIC | NOT_IN_CONTRACT | 4 | 2013-06-10
J6-2327ELVVL | J6-2327 | BLDG. J6-2327 ELV ELECTRICAL LOW VOLTAGE SUBSYSTEMS | System | ELV | HO | FOS | OPERATING | 3 | 2012-10-25
J6-2370ELVLU | J6-2370 | BLDG. J6-2370 ELV LIGHTNING PROTECTION SUBSYSTEMS | System | ELV | HO | FOS | OPERATING | 4 | 2021-05-27
J6-2409ELVLU | J6-2409 | BLDG. J6-2409 ELV LIGHTNING PROTECTION SUBSYSTEMS | System | ELV | HO | FOS | OPERATING | 4 | 2022-09-12
J7-0132AELVLU | J7-0132A | BLDG. J7-0132A ELV LIGHTNING PROTECTION SUBSYSTEMS | Lightning Prot-ORD | ELV | PMHL | FOS | OPERATING | 4 | 2017-12-04
J7-0338TANK1 | J7-0338 | BLDG. J7-0338, TANK, 550 Gallon Condensate | Tanks-Fuel | HVC | PM | FOS | OPERATING | 3 | 2024-04-26
J7-0342ELVLU | J7-0342 | BLDG. J7-0342 ELV LIGHTNING PROTECTION SUBSYSTEMS | Lightning Prot | ELV | N/A | XSD | DECOMMISSIONED | 4 | 2012-05-01
J7-0585ELVLU | J7-0585 | BLDG. J7-0585 ELV LIGHTNING PROTECTION SUBSYSTEMS | Lightning Prot-ORD | ELV | PMHL | FOS | OPERATING | 4 | 2020-01-14
J7-0688ELVFG | J7-0688 | BLDG. J7-0688 ELV FACILITY GROUNDING SUBSYSTEMS | Grounding | ELV | PM | FOS | OPERATING | 3 | 2021-06-04
J7-0688ELVLU | J7-0688 | BLDG. J7-0688 ELV LIGHTNING PROTECTION SUBSYSTEMS | Lightning Prot | ELV | PMHL | FOS | OPERATING | 4 | 2010-08-13
J7-1286ELVFG | J7-1286 | BLDG. J7-1286 ELV FACILITY GROUNDING SUBSYSTEMS | Lightning-Grounding | ELV | PM | FOS | OPERATING | 3 | 2021-12-21
J7-1339ELVVL | J7-1339 | BLDG. J7-1339 ELV ELECTRICAL LOW VOLTAGE SUBSYSTEMS | Emer Lights | ELV | PMHL | FOS | OPERATING | 3 | 2012-05-17
J7-1388DRUM1 | J7-1388 | BLDG. J7-1388, DRUM, 55 Gallon OIL | Drum | FMT | PM | FOS | OPERATING | 4 | 2024-04-25
J7-1388ELVLU | J7-1388 | BLDG. J7-1388 ELV LIGHTNING PROTECTION SUBSYSTEMS | Lightning Prot | ELV | PM | FOS | OPERATING | 4 | 2022-04-09
J7-2112AELVLU | J7-2112A | BLDG. J7-2112A ELV LIGHTNING PROTECTION SUBSYSTEMS | Lightning Prot | ELV | PM | FOS | OPERATING | 4 | 2019-09-16
J72ELITE | M6-0639 | LIGHTS, EMERGENCY & EXIT, M6-0639 | Emer-Exit Lights | ELV | PM | FOS | OPERATING | 5 | 2024-04-17
J7501002 | M6-0639 | ROOF, FILM STORAGE BLDG, BUR, 2300 SF | Roof-BUR | STR | PM | FOS | OPERATING | 2 | 2023-01-30
J7A01001 | M6-0639 | AIR HANDLING UNIT #1, DX BRUISCHAT ENV INC S/N 92-20-02-09 | AHU-DX-5T_30T | HVC | PM | FOS | OPERATING | 1 | 2024-04-12
J7A01002 | M6-0639 | AIR HANDLING UNIT #2, DX BRUISCHAT ENV INC S/N 92-20-02-09 | AHU-DX-5T_30T | HVC | PM | FOS | OPERATING | 2 | 2024-01-29
J7A01003 | M6-0639 | CONDENSING UNIT, BRUISCHAT S/N 92-20-01-09 | AHU-DX-Condenser | HVC | PM | FOS | OPERATING | 2 | 2018-02-19
J7A02001 | M6-0639 | DEHUMIDIFIER #1 LOW HUM SYS INC S/N 92-2986B | Dehumidifier | HVC | RTF | FOS | OPERATING | 4 | 2011-01-24
J7A02002 | M6-0639 | DEHUMIDIFIER #2 LOW HUM SYS INC S/N 92-2986A | Dehumidifier | HVC | RTF | FOS | OPERATING | 4 | 2011-01-25
J7E01001 | M6-0639 | SS 115 300KVA 13.2KV-480/277V OIL TYPE PDMT COOPER | Transformers-Oil-MV | EHV | PT | FOS | OPERATING | 4 | 2022-06-09
J7F11001 | M6-0639 | FA FCI FC-72 | FACP | PSY | PM | FOS | OPERATING | 3 | 2024-03-22
J7F20001 | M6-0639 | SPRINKLER SYSTEM 4" ALARM CHECK MUELER M/N A-212 | Wet Pipe | PSY | PM | FOS | OPERATING | 3 | 2024-04-25
J7S12001 | M6-0639 | BFP FEBCO 8057 DC 3" S/N B15179 N.UNIT | BFP-Fire | WWS | PM | FOS | OPERATING | 4 | 2024-02-29
J7S12002 | M6-0639 | BFP FEBCO 805Y DC 3" S/N B14601 S. UNIT | BFP-Fire | WWS | PM | FOS | OPERATING | 4 | 2024-02-29
J8-0755ELVLU | J8-0755 | BLDG. J8-0755 ELV LIGHTNING PROTECTION SUBSYSTEMS | Lightning Prot | ELV | PM | FOS | OPERATING | 4 | 2020-02-25
J8-1554ELVLU | J8-1554 | BLDG. J8-1554 ELV LIGHTNING PROTECTION SUBSYSTEMS | Lightning Prot | ELV | N/A | NIC | NOT_IN_CONTRACT | 4 | 2012-05-01
J8-1714ELVLU | J8-1714 | BLDG. J8-1714 ELV LIGHTNING PROTECTION SUBSYSTEMS | Lightning Prot | ELV | N/A | NIC | NOT_IN_CONTRACT | 4 | 2012-05-01
J8-2009ELVLU | J8-2009 | BLDG. J8-2009 ELV LIGHTNING PROTECTION SUBSYSTEMS | Lightning Prot | ELV | N/A | NIC | NOT_IN_CONTRACT | 4 | 2010-08-13
J8-2109ELVFG | J8-2109 | BLDG. J8-2109 ELV FACILITY GROUNDING SUBSYSTEMS | Grounding-Instr | ELV | N/A | NIC | NOT_IN_CONTRACT | 4 | 2010-08-27
J8-2228ELVVL | J8-2228 | BLDG. J8-2228 ELV ELECTRICAL LOW VOLTAGE SUBSYSTEMS | Panel-LV | ELV | HO | FOS | OPERATING | 2 | 2016-04-16
J8501002 | M6-0798 | ROOF, HVY EQPT STORAGE AREA, METAL, 10800 SF | Roof-Metal | STR | N/A | XSD | DECOMMISSIONED | 4 | 2018-10-09
J8501002A | M6-0798A | ROOF, HVY EQPT STORAGE SHED, 8,000 SF | Roof-Metal | STR | PM | FOS | OPERATING | 4 | 2023-12-04
J8ACACP001 | M6-0798A | AIR COMPRESSOR, PORTABLE, SCREW, QUINCY | Compressors-Air-Screw | HVC | PM/AS | FOS | OPERATING | 4 | 2013-11-01
J8ACACP002 | M6-0798A | AIR COMPRESSOR, PORTABLE, SCREW, QUINCY | Compressors-Air-Screw | HVC | PM/AS | FOS | OPERATING | 3 | 2014-12-17
J8E01001 | M6-0798 | SS 127 225KVA 13.2KV-480/277V OIL PDMT ABB | Transformers-Oil-MV | EHV | PM/PT | FOS | OPERATING | 4 | 2023-03-15
J9E01001 | M6-0213 | SS 152 1500KVA 13.2KV-480/277V OIL PDMT ABB | Transformers-Oil-MV | EHV | PM/PT | FOS | OPERATING | 4 | 2024-05-02
J9E02001 | M6-0319 | SS 153 1500KVA 13.2KV-480/277V OIL PDMT ABB | Transformers-Oil-MV | EHV | PM | FOS | OPERATING | 4 | 2024-05-04
J9E03001 | M6-0213 | SS 226 1500KVA 13.2KV-480/277V FR3 TYPE PDMT COOPER | Transformers-Oil-MV | EHV | PM/PT | FOS | OPERATING | 4 | 2024-05-02
J9FCSFA001 | M6-0213 | Area of Refuge - Fire Phone | Controls-Fire | PSY | PM | FOS | OPERATING | 1 | 2023-06-08
J9FFAAS010 | M6-0213 | VESDA, LASER, *DNC SUPPORT REQUIRED FOR ACCESS* | ASSD | PSY | PM | FOS | OPERATING | 4 | 2023-06-05
J9FFAAS011 | M6-0213 | VESDA, LASER, *DNC SUPPORT REQUIRED FOR ACCESS* | ASSD | PSY | PM | FOS | OPERATING | 3 | 2023-06-12
J9FFAAS020 | M6-0213 | VESDA, LASER, *DNC SUPPORT REQUIRED FOR ACCESS* | ASSD | PSY | PM | FOS | OPERATING | 3 | 2023-06-06
J9FFAAS021 | M6-0213 | VESDA, LASER, *DNC SUPPORT REQUIRED FOR ACCESS* | ASSD | PSY | PM | FOS | OPERATING | 3 | 2023-06-12
J9FFAAS030 | M6-0213 | VESDA, LASER, *DNC SUPPORT REQUIRED FOR ACCESS* | ASSD | PSY | PM | FOS | OPERATING | 3 | 2023-06-07
J9FFAAS031 | M6-0213 | VESDA, LASER, *DNC SUPPORT REQUIRED FOR ACCESS* | ASSD | PSY | PM | FOS | OPERATING | 3 | 2023-06-12
J9FFAAS040 | M6-0213 | VESDA, LASER, *DNC SUPPORT REQUIRED FOR ACCESS* | ASSD | PSY | PM | FOS | OPERATING | 3 | 2023-10-31
J9FFAAS041 | M6-0213 | VESDA, LASER, *DNC SUPPORT REQUIRED FOR ACCESS* | ASSD | PSY | PM | FOS | OPERATING | 3 | 2023-10-12
J9FFACPN72 | M6-0213 | FACP, SIMPLEX 4100U, NETWORKED | FACP | PSY | PM | FOS | OPERATING | 3 | 2023-11-09
J9FH1010 | UK-0031 | HYDRANT, FIRE, MUELLER 5-1/4", 2012 | Hydrant | WWS | PM | FOS | OPERATING | 4 | 2023-05-11
J9FH1227 | UK-0031 | HYDRANT, FIRE, MUELLER 5-1/4", 1996 | Hydrant | WWS | PM | FOS | OPERATING | 4 | 2024-01-24
J9FH1270-R1 | UK-0031 | HYDRANT, FIRE, MUELLER 5-1/4", 2012 | Hydrant | WWS | PM | FOS | OPERATING | 4 | 2023-05-05
J9FH1310-R1 | UK-0031 | HYDRANT, FIRE, MUELLER 5-1/4", 2012 | Hydrant | WWS | PM | FOS | OPERATING | 4 | 2023-05-11
J9FH1320 | UK-0031 | HYDRANT, FIRE, MUELLER 5-1/4", 2012 | Hydrant | WWS | PM | FOS | OPERATING | 4 | 2023-05-05
J9FKPBP050 | M6-0213 | BOSCH PANEL | ESS | PSY | PM | FOS | OPERATING | 3 | 2024-04-17
J9FKPCP032 | M6-0213 | INTELLIGENT SYSTEM CONTROLLER #32 | ESS | PSY | PM | FOS | OPERATING | 4 | 2024-04-25
J9FKPDP321 | M6-0213 | DOOR PORTAL | Door Portal | PSY | PM | FOS | OPERATING | 3 | 2024-04-18
J9FSYST033 | M6-0213 | STANDPIPE SYSTEM, STAIR E, V33 | Valves-Fire Hose | PSY | PM | FOS | OPERATING | 3 | 2023-10-12
J9FSYST038 | M6-0213 | STANDPIPE SYSTEM, STAIR F, V38 | Valves-Fire Hose | PSY | PM | FOS | OPERATING | 3 | 2023-10-12
J9FSYST047 | M6-0213 | STANDPIPE SYSTEM, RAMP, V47 | Valves-Fire Hose | PSY | PM | FOS | OPERATING | 2 | 2023-10-05
J9FSYST053 | M6-0213 | STANDPIPE SYSTEM, STAIR L, V53 | Valves-Fire Hose | PSY | PM | FOS | OPERATING | 3 | 2023-10-03
J9FSYWS010 | M6-0213 | COMBINED SPRINKLER & STANDPIPE SYSTEM | Wet Pipe | PSY | PM | FOS | OPERATING | 3 | 2023-11-03
J9FSYWS031 | M6-0213 | CONTROL VALVE V31 | Valves-Fire Supply | PSY | PM | FOS | OPERATING | 3 | 2023-10-12
J9FSYWS039 | M6-0213 | WET PIPE SPRINKLER SYSTEM, V39 | Wet Pipe | PSY | PM | FOS | OPERATING | 3 | 2024-04-26
J9FSYWS042 | M6-0213 | WET PIPE SPRINKLER SYSTEM, V42 | Wet Pipe | PSY | PM | FOS | OPERATING | 3 | 2024-04-26
J9S01001 | M6-0213 | PUMP, FIRE, FAIRBANKS-MORSE, 3" | Pump-Fire | WWS | PM | FOS | OPERATING | 3 | 2024-04-25
J9S12006 | M6-0213 | BFP FEBCO 3â€ RP 825YD SN1301041006 | BFP | WWS | PM | FOS | OPERATING | 4 | 2024-04-10
J9S12007 | M6-0213 | BFP FEBCO 6â€ DC 805YD SN N1104270653 | BFP-Fire | WWS | PM | FOS | OPERATING | 4 | 2024-04-10
J9S12008 | M6-0213 | BFP WATTS Â¾â€ RP 009M3 SN A02190 | BFP | WWS | N/A | XSD | DECOMMISSIONED | 3 | 2015-03-20
J9S12009 | M6-0213 | BFP FEBCO 1â€ RP 825Y SN J070849 | BFP | WWS | PM | FOS | OPERATING | 4 | 2024-04-10
J9S12010 | M6-0213 | BFP FEBCO 3â€ RP 825YD SN N1202070830 | BFP | WWS | PM | FOS | OPERATING | 4 | 2024-04-10
JC301001 | J8-1703 | SHOWER & EYEWASH SAFETY HAWS | Shwr-Eyewash | WWS | N/A | NIC | NOT_IN_CONTRACT | 3 | 2011-01-31
JE501002 | J8-1957 | ROOF, SWITCH SHELTER, BUR, 425 SF | Roof-BUR | STR | N/A | NIC | NOT_IN_CONTRACT | 4 | 2011-08-24
JJE90001 | J7-0585 | GROUNDING SYSTEM FACILITY | Grounding-Ord | ELV | PM | FOS | OPERATING | 4 | 2024-01-26
JK301001 | J7-0331 | SHOWER & EYEWASH SAFETY HAWS | Shwr-Eyewash | WWS | N/A | NOS | DECOMMISSIONED | 4 | 2011-01-31
JN311002 | J7-0337 | SAFETY SHOWER SS-51.12 | Shwr-Eyewash | WWS | N/A | NOS | DECOMMISSIONED | 3 | 2011-10-27
JN311003 | J7-0337 | SAFETY SHOWER SS-53.12 (A501772) | Shwr-Eyewash | WWS | N/A | NOS | DECOMMISSIONED | 3 | 2011-10-27
JP311003 | J7-0337 | SAFETY SHOWER SS-53.18 (A501760) | Shwr-Eyewash | WWS | N/A | NOS | DECOMMISSIONED | 3 | 2011-10-27
JP311004 | J7-0337 | SAFETY SHOWER SS-53.24 (A601776) | Shwr-Eyewash | WWS | N/A | NOS | DECOMMISSIONED | 3 | 2011-10-27
JX301001 | M6-0737 | SHOWER & EYEWASH SAFETY | Shwr-Eyewash | WWS | PM | FOS | OPERATING | 3 | 2024-02-06
JX501002 | M6-0737 | ROOF, HAZ. WASTE STAGING FAC 1605 SF METAL | Roof-Metal | STR | PM | FOS | OPERATING | 1 | 2023-01-30
K1311001 | J6-1924 | GREASE TRAP 1000 GALLON | Grease Trap | WWS | PM | FOS | OPERATING | 3 | 2024-04-20
K1ACACP001 | J6-1874 | AIR COMPRESSOR, RECIP, WORTHINGTON | Compressors-Air-Reciprocating | HVC | N/A | XSD | DECOMMISSIONED | 3 | 2020-01-27
K1E01001 | J6-1924 | SS 1138 2000KVA 13.8KV/480V PDMT | Transformers-Oil-MV | EHV | N/A | XSD | DECOMMISSIONED | 2 | 2020-08-10
K1F20001 | J6-1924 | WET PIPE SPRINKLER SYSTEM | Wet Pipe | PSY | PM | FOS | OPERATING | 3 | 2024-03-14
K1FFAAS001 | J6-1924 | AIR SAMPLING DETECTION SYSTEM #1, VESDA, LASERPLUS | ASSD | PSY | PM | FOS | OPERATING | 4 | 2023-08-03
K1FFAAS002 | J6-1924 | AIR SAMPLING DETECTION SYSTEM #2, VESDA, LASERPLUS | ASSD | PSY | PM | FOS | OPERATING | 3 | 2023-05-23
K1FFAAS003 | J6-1924 | AIR SAMPLING DETECTION SYSTEM #3, VESDA, LASERPLUS | ASSD | PSY | PM | FOS | OPERATING | 3 | 2023-05-25
K1FFAAS004 | J6-1924 | AIR SAMPLING DETECTION SYSTEM #4, VESDA, LASERPLUS | ASSD | PSY | PM | FOS | OPERATING | 3 | 2023-05-25
K1FFACPN40 | J6-1924 | FACP, SIMPLEX 4100U | FACP | PSY | PM | FOS | OPERATING | 2 | 2023-07-18
K1FFART001 | J6-1924 | CENTRAL RADIO MONITORING SYSTEM (CRMS) TRANSCEIVER | CRMS | PSY | PM | FOS | OPERATING | 3 | 2023-08-17
K1FH1130 | J6-1924 | HYDRANT, FIRE, DARLING 5-1/4" 1995 | Hydrant | WWS | PM | FOS | OPERATING | 4 | 2023-08-22
K1FH1190 | J6-1924 | HYDRANT, FIRE, DARLING 5-1/4" 1995 | Hydrant | WWS | PM | FOS | OPERATING | 4 | 2023-08-22
K1FH1250 | J6-1924 | HYDRANT, FIRE, DARLING 5-1/4" 1995 | Hydrant | WWS | PM | FOS | OPERATING | 4 | 2023-08-21
K1FH1300 | J6-1924 | HYDRANT, FIRE, DARLING 5-1/4" 1995 | Hydrant | WWS | PM | FOS | OPERATING | 4 | 2023-08-22
K1FH1360 | J6-1924 | HYDRANT, FIRE, KENNEDY 5=1/4" 1995 | Hydrant | WWS | PM | FOS | OPERATING | 4 | 2023-08-08
K1FKPCP038 | J6-1924 | INTELLIGENT SYSTEM CONTROLLER #38 | ESS | PSY | PM | FOS | OPERATING | 3 | 2024-03-10
K1FKPDP381 | J6-1924 | DOOR PORTAL | Door Portal | PSY | PM | FOS | OPERATING | 3 | 2024-03-08
K1FKPDP383 | J6-1924 | DOOR PORTAL SECURITY SYSTEM | Door Portal | PSY | PM | FOS | OPERATING | 3 | 2024-03-08
K1FKPWS382 | J6-1924 | WIRELESS SYSTEM | Wireless System | PSY | PM | FOS | OPERATING | 3 | 2024-04-17
K1FP1001 | J6-1924 | PUMP FIRE PATTERSON MODEL 4X3 ME SN/FP-COO689-001 | Pump-Fire | WWS | PM | FOS | OPERATING | 3 | 2024-04-04
K1FWC001 | J6-1924 | WET CHEMICAL FIRE SUPPRESSION SYSTEM, ANSUL R102 W | Wet Chem | PSY | N/A | XSD | DECOMMISSIONED | 3 | 2023-03-23
K1S12001 | J6-1924 | BFP CONBRACO M/N 40-L0C-03 S/N N0068 6" DBL CHECK | BFP-Fire | WWS | PM | FOS | OPERATING | 4 | 2024-04-29
K1S12002 | J6-1924 | BFP CONBRACO M/N 40-10C-03 S/N J8097 6" DBL CHECK | BFP-Fire | WWS | PM | FOS | OPERATING | 4 | 2024-04-29
K1S12003-R1 | J6-1924 | BFP WATTS RP 2-1/2", MODEL 909, S/N 127169 | BFP | WWS | PM | FOS | OPERATING | 3 | 2024-02-16
K1S12004 | J6-1924 | BFP CONBRACO 2-1/2" RPZ M/N 40-209-03 S/N 13063 | BFP | WWS | PM | FOS | OPERATING | 3 | 2024-02-22
K1S12005 | J6-1924 | BFP WATTS 1-1/2" RP MOD 009M2, S/N 03768 | BFP | WWS | PM | FOS | OPERATING | 3 | 2024-02-22
K1S12006 | J6-1924 | BFP WATTS RP 2-1/2â€, MODEL 909, S/N 127183 | BFP | WWS | PM | FOS | OPERATING | 3 | 2024-02-16
K22ELITE | K6-2045 | LIGHTS, EMERGENCY & EXIT, K6-2045 | Emer-Exit Lights Self Testing 2 | ELV | RTF | FOS | OPERATING | 4 | 2017-10-31
K2501002 | K6-2045 | ROOF, HIGH CREW STORAGE BLDG, METAL ROOF 5250 SF | Roof-Metal | STR | PM | FOS | OPERATING | 4 | 2023-06-07
K2A02001 | K6-2045 | Condensing Unit, CU-1 (480 VAC, Local Service Disconnect) | Condensing Unit | HVC | N/A | XSD | DECOMMISSIONED | 4 | 2017-01-12
K2A07001 | K6-2045 | Air Handling Unit, AHU-1, 12 Ton (480 VAC, Panel LP-1, Ckt 10 | AHU-DX-5T_30T | HVC | N/A | XSD | DECOMMISSIONED | 2 | 2016-12-09
K2AIAAX001 | K6-2045 | Air Handling Unit, AHU-1, 8 Ton (480 VAC, Panel LP-1, Ckt 10 | AHU-DX-5T_30T | HVC | PM | FOS | OPERATING | 3 | 2024-03-05
K2AIACU001 | K6-2045 | Condensing Unit, CU-1 (480 VAC, Local Service Disconnect) | Condensing Unit | HVC | PM | FOS | OPERATING | 3 | 2024-01-24
K2ARWIM001 | K6-2045 | Ice Machine, Cube, Manitowoc, S/N 1120D43842 | Refrigeration-Ice Machine-Cube | HVC | PM | FOS | OPERATING | 4 | 2024-03-19
K2F41001 | K6-2045 | FACP, SIMPLEX 4002 | FACP | PSY | PM | FOS | OPERATING | 1 | 2023-12-20
K2FFART001 | K6-2045 | CENTRAL RADIO MONITORING SYSTEM (CRMS) TRANSCEIVER | CRMS | PSY | PM | FOS | OPERATING | 4 | 2023-07-01
K2S12001 | K6-2045 | BFP CONBRACO 1-1/2" S/N E4510 TOP UNIT | BFP | WWS | PM | FOS | OPERATING | 3 | 2023-09-01
K2S12002 | K6-2045 | BFP CONBRACO 1-1/2" S/N E4517 LOWER UNIT | BFP | WWS | PM | FOS | OPERATING | 3 | 2023-09-01
K4201001 | K7-2468 | LIGHTNING PROTECTION | Lightning Prot | ELV | N/A | XSD | DECOMMISSIONED | 4 | 2011-06-30
K6-0492ELVLU | K6-0492 | BLDG. K6-0492 ELV LIGHTNING PROTECTION SUBSYSTEMS | Lightning Prot | ELV | PM | FOS | OPERATING | 4 | 2021-01-18
K6-0495ELVLU | K6-0495 | BLDG. K6-0495 ELV LIGHTNING PROTECTION SUBSYSTEMS | Lightning Prot | ELV | PM | FOS | OPERATING | 4 | 2021-07-19
K6-0544ELVLU | K6-0544 | BLDG. K6-0544 ELV LIGHTNING PROTECTION SUBSYSTEMS | Lightning Prot | ELV | PM | FOS | OPERATING | 4 | 2021-07-24
K6-0544ELVVL | K6-0544 | BLDG. K6-0544 ELV ELECTRICAL LOW VOLTAGE SUBSYSTEMS | Emer Lights | ELV | PMHL | FOS | OPERATING | 4 | 2012-10-10
K6-0547ELVVL | K6-0547 | BLDG. K6-0547 ELV ELECTRICAL LOW VOLTAGE SUBSYSTEMS | Emer Lights | ELV | PMHL | FOS | OPERATING | 4 | 2012-05-26
K6-0746ELVLU | K6-0746 | BLDG. K6-0746 ELV LIGHTNING PROTECTION SUBSYSTEMS | Lightning Prot | ELV | PM | FOS | OPERATING | 4 | 2019-11-30
K6-0746ELVVL | K6-0746 | BLDG. K6-0746 ELV ELECTRICAL LOW VOLTAGE SUBSYSTEMS | Emer Lights | ELV | PMHL | FOS | OPERATING | 3 | 2012-05-11
K6-0791ELVLU | K6-0791 | BLDG. K6-0791 ELV LIGHTNING PROTECTION SUBSYSTEMS | Lightning Prot | ELV | PM | FOS | OPERATING | 4 | 2020-05-14
K6-0792ELVVL | K6-0792 | BLDG. K6-0792 ELV ELECTRICAL LOW VOLTAGE SUBSYSTEMS | System | ELV | HO | FOS | OPERATING | 4 | 2014-10-01
K6-0794ELVFG | K6-0794 | BLDG. K6-0794 ELV FACILITY GROUNDING SUBSYSTEMS | Grounding | ELV | PM | FOS | OPERATING | 4 | 2024-04-30
K6-0848ELVCP | K6-0848 | BLDG. K6-0848 ELV CATHODIC PROTECTION SUBSYSTEMS | Cathodic Prot | ELV | PM | FOS | OPERATING | 4 | 2024-03-25
K6-0894TANK1 | K6-0894 | BLDG. K6-0894, TANK, 550 g Condensate | Tanks-Fuel | HVC | N/A | XSD | DECOMMISSIONED | 5 | 2023-07-20
K6-0895DRUM8 | K6-0895 | BLDG. K6-0895, 55 Gallon Drum | Drum | HVC | PM | FOS | OPERATING | 4 | 2024-04-25
K6-0895ELVFG | K6-0895 | BLDG. K6-0895 ELV FACILITY GROUNDING SUBSYSTEMS | Grounding | ELV | PM | FOS | OPERATING | 4 | 2024-05-01
K6-0900ELVLU | K6-0900 | BLDG. K6-0900 ELV LIGHTNING PROTECTION SUBSYSTEMS | Lightning Prot | ELV | PM | FOS | OPERATING | 4 | 2021-01-28
K6-0947ADRUM1 | K6-0947A | BLDG. K6-0947A, 55 Gallon Drum (up to 8) POL Storage Building | Drum | HVC | PM | FOS | OPERATING | 2 | 2022-02-24
K6-0947DRUM1 | K6-0947 | BLDG. K6-0947, 55 Gallon Drum, Chiller Area | Drum | HVC | PM | FOS | OPERATING | 2 | 2022-02-24
K6-0947DRUM2 | K6-0947 | BLDG. K6-0947, 55 Gallon Drums (up to 10) Firex Pump Room | Drum | FMT | PM | FOS | OPERATING | 4 | 2024-04-08
K6-0947ELVLU | K6-0947 | BLDG. K6-0947 ELV LIGHTNING PROTECTION SUBSYSTEMS | Lightning Prot | ELV | PM | FOS | OPERATING | 4 | 2020-12-08
K6-0947ETANK1 | K6-0947E | BLDG. K6-0947E, 300 Gallon Condensate Tank | Tanks-Fuel | ELV | PM | FOS | OPERATING | 3 | 2024-04-25
K6-0947HVCCN | K6-0947 | BLDG. K6-0947 HVC CONTROL AIR SUBSYSTEMS | System | HVC | PM | FOS | OPERATING | 4 | 2024-04-26
K6-0996AELVVL | K6-0996A | BLDG. K6-0996A ELV ELECTRICAL LOW VOLTAGE SUBSYSTEMS | Emer Lights | ELV | PMHL | FOS | OPERATING | 4 | 2012-05-21
K6-1091DRUM8 | K6-1091 | BLDG. K6-1091, 55 Gallon Drums (up to 2) | Drum | ELV | PM | FOS | OPERATING | 4 | 2024-05-13
K6-1091ELVLU | K6-1091 | BLDG. K6-1091 ELV LIGHTNING PROTECTION SUBSYSTEMS | Lightning-Grounding | ELV | PM | FOS | OPERATING | 4 | 2021-07-26
K6-1091ELVVL | K6-1091 | BLDG. K6-1091 ELV ELECTRICAL LOW VOLTAGE SUBSYSTEMS | Emer Lights | ELV | PMHL | FOS | OPERATING | 3 | 2017-10-05
K6-1141EHV | K6-1141 | BLDG. K6-1141 ELECTRICAL HIGH VOLTAGE SYSTEMS (EHV) | System | EHV | PM | FOS | OPERATING | 4 | 2023-09-27
K6-1193ELVFG | K6-1193 | BLDG. K6-1193 ELV FACILITY GROUNDING SUBSYSTEMS | System | ELV | HO | FOS | OPERATING | 4 | 2015-01-23
K6-1193ELVLU | K6-1193 | BLDG. K6-1193 ELV LIGHTNING PROTECTION SUBSYSTEMS | System | ELV | HO | FOS | OPERATING | 4 | 2020-02-14
K6-1246DRUM1 | K6-1246 | BLDG. K6-1246, 55 Gallon Drums, new and used oil up to 6 ea | Drum | HVC | PM | FOS | OPERATING | 3 | 2024-04-24
K6-1246ELVLU | K6-1246 | BLDG. K6-1246 ELV LIGHTNING PROTECTION SUBSYSTEMS | Lightning Prot | ELV | PM | FOS | OPERATING | 4 | 2021-03-29
K6-1246STR | K6-1246 | BLDG. K6-1246 STRUCTURAL SYSTEMS (STR) | System | STR | PM | FOS | OPERATING | 4 | 2023-04-28
K6-1247HVC | K6-1247 | BLDG. K6-1247 HVAC SYSTEMS (HVC) | System | HVC | HO | FOS | OPERATING | 3 | 2016-09-13
K6-1247TANK1 | K6-1247 | BLDG. K6-1247, 550 Gallon Condensate Tank | Tanks-Fuel | HVC | PM | FOS | OPERATING | 3 | 2024-04-24
K6-1249ELVFG | K6-1249 | BLDG. K6-1249 ELV FACILITY GROUNDING SUBSYSTEMS | Grounding | ELV | PM | FOS | OPERATING | 4 | 2022-09-09
K6-1249ELVLU-R1 | K6-1249 | BLDG. K6-1249 ELV LIGHTNING PROTECTION SUBSYSTEMS | Lightning Prot | ELV | PM | FOS | OPERATING | 4 | 2022-10-21
K6-1298ELVLU | K6-1298 | BLDG. K6-1298 ELV LIGHTNING PROTECTION SUBSYSTEMS | Lightning Prot | ELV | N/A | XSD | DECOMMISSIONED | 4 | 2011-06-12
K6-1350ELVLU | K6-1350 | BLDG. K6-1350 ELV LIGHTNING PROTECTION SUBSYSTEMS | Lightning Prot | ELV | PM | FOS | OPERATING | 3 | 2021-08-24
K6-1395ELVLU | K6-1395 | BLDG. K6-1395 ELV LIGHTNING PROTECTION SUBSYSTEMS | Lightning Prot | ELV | PM | FOS | OPERATING | 4 | 2022-01-18
K6-1445ELVLU | K6-1445 | BLDG. K6-1445 ELV LIGHTNING PROTECTION SUBSYSTEMS | Lightning-Grounding | ELV | N/A | XSD | DECOMMISSIONED | 4 | 2014-12-22
K6-1446DELVVL | K6-1446D | BLDG. K6-1446D ELV ELECTRICAL LOW VOLTAGE SUBSYSTEMS | System | ELV | HO | FOS | OPERATING | 4 | 2011-03-28
K6-1446ELVVL | K6-1446 | BLDG. K6-1446 ELV ELECTRICAL LOW VOLTAGE SUBSYSTEMS | System | ELV | HO | FOS | OPERATING | 3 | 2012-05-17
K6-1446KELVLU | K6-1446K | BLDG. K6-1446K ELV LIGHTNING PROTECTION SUBSYSTEMS | Lightning Prot | ELV | PM | FOS | OPERATING | 3 | 2021-03-26
K6-1446MDRUM10 | K6-1446M | BLDG. K6-1446M, 55 Gallon Drum | Drum | EHV | PM | FOS | OPERATING | 2 | 2021-12-21
K6-1449ELVLU | K6-1449 | BLDG. K6-1449 ELV LIGHTNING PROTECTION SUBSYSTEMS | Lightning Prot | ELV | PM | FOS | OPERATING | 4 | 2022-09-23
K6-1748DELVLU | K6-1748D | BLDG. K6-1748D ELV LIGHTNING PROTECTION SUBSYSTEMS | Lightning-Grounding | ELV | PM | FOS | OPERATING | 3 | 2019-10-24
K6-1844ELVLU | K6-1844 | BLDG. K6-1844 ELV LIGHTNING PROTECTION SUBSYSTEM | Lightning-Grounding | ELV | PM | FOS | OPERATING | 3 | 2022-01-20
K6-1847DDRUM1 | K6-1847D | BLDG. K6-1847D, 55 Gallon Drum | Drum | ELV | PM | FOS | OPERATING | 4 | 2024-05-02
K6-1847DRUM1 | K6-1847 | BLDG. K6-1847, 55 Gallon Drum Oil | Drum | ELV | PM | FOS | OPERATING | 4 | 2024-05-02
K6-1847FDRUM1 | K6-1847F | BLDG. K6-1847F, 55 Gallon Drum | Drum | ELV | PM | FOS | OPERATING | 4 | 2024-05-02
K6-1847FTANK1 | K6-1847F | BLDG. K6-1847F, 150 Gallon Drain Tank used oil | Tanks-Fuel | ELV | PM | FOS | OPERATING | 4 | 2024-05-02
K6-1996DSTR | K6-1996D | BLDG. K6-1996D STRUCTURAL SYSTEMS (STR) | System | STR | PM | FOS | OPERATING | 4 | 2023-04-05
K6-2360ELVLU | K6-2360 | BLDG. K6-2360 ELV LIGHTNING PROTECTION SUBSYSTEMS | Lightning Prot | ELV | PM | FOS | OPERATING | 3 | 2021-04-12
K6-2496BELVLU | K6-2496B | BLDG. K6-2496B ELV LIGHTNING PROTECTION SUBSYSTEMS | Lightning Prot | ELV | PM | FOS | OPERATING | 4 | 2022-01-29
K7-0043ELVLU | K7-0043 | BLDG. K7-0043 ELV LIGHTNING PROTECTION SUBSYSTEMS | Lightning Prot | ELV | PM | FOS | OPERATING | 4 | 2022-11-28
K7-0163ELVLU | K7-0163 | BLDG. K7-0163 ELV LIGHTNING PROTECTION SUBSYSTEM | Lightning Prot-ORD | ELV | PM | FOS | OPERATING | 4 | 2023-05-31
K7-0255ELVFG | K7-0255 | BLDG. K7-0255 ELV FACILITY GROUNDING SUBSYSTEMS | Grounding-Ord | ELV | PM | FOS | OPERATING | 4 | 2024-02-15
K7-0255ELVLU | K7-0255 | BLDG. K7-0255 ELV LIGHTNING PROTECTION SUBSYSTEMS | Lightning Prot-ORD | ELV | PM | FOS | OPERATING | 4 | 2024-02-28
K7-0288ELVLU | K7-0288 | BLDG. K7-0288 ELV LIGHTNING PROTECTION SUBSYSTEMS | Lightning Prot | ELV | PM | FOS | OPERATING | 4 | 2022-02-03
K7-0306ELVFG | K7-0306 | BLDG. K7-0306 ELV FACILITY GROUNDING SUBSYSTEMS | Grounding-Ord | ELV | PM | FOS | OPERATING | 4 | 2024-02-22
K7-0306ELVLU | K7-0306 | BLDG. K7-0306 ELV LIGHTNING PROTECTION SUBSYSTEMS | Lightning Prot-ORD | ELV | PM | FOS | OPERATING | 4 | 2024-02-29
K7-0356ELVFG | K7-0356 | BLDG. K7-0356 ELV FACILITY GROUNDING SUBSYSTEMS | Grounding-Ord | ELV | PM | FOS | OPERATING | 4 | 2024-02-29
K7-0356ELVLU | K7-0356 | BLDG. K7-0356 ELV LIGHTNING PROTECTION SUBSYSTEMS | Lightning Prot-ORD | ELV | PM | FOS | OPERATING | 4 | 2024-03-01
K7-0405ELVFG | K7-0405 | BLDG. K7-0405 ELV FACILITY GROUNDING SUBSYSTEMS | Grounding-Ord | ELV | PM | FOS | OPERATING | 4 | 2024-03-01
K7-0405ELVLU | K7-0405 | BLDG. K7-0405 ELV LIGHTNING PROTECTION SUBSYSTEMS | Lightning Prot-ORD | ELV | PM | FOS | OPERATING | 4 | 2024-03-01
K7-0413ELVLU | K7-0413 | BLDG. K7-0413 ELV LIGHTNING PROTECTION SUBSYSTEMS | Lightning Prot | ELV | PM/TS | NAB | ABANDONED | 3 | 2018-06-29
K7-0415ELVLU | K7-0415 | BLDG. K7-0415 ELV LIGHTNING PROTECTION SUBSYSTEMS | Lightning Prot-ORD | ELV | PM | FOS | OPERATING | 4 | 2020-01-14
K7-0415ELVVL | K7-0415 | BLDG. K7-0415 ELV ELECTRICAL LOW VOLTAGE SUBSYSTEMS | Emer Lights | ELV | PMHL | FOS | OPERATING | 3 | 2012-05-13
K7-0416ELVVL | K7-0416 | BLDG. K7-0416 ELV ELECTRICAL LOW VOLTAGE SUBSYSTEMS | Emer Lights | ELV | PMHL | FOS | OPERATING | 3 | 2012-05-13
K7-0418AELVLU | K7-0418A | BLDG. K7-0418A ELV LIGHTNING PROTECTION SUBSYSTEMS | Lightning Prot | ELV | PM | FOS | OPERATING | 4 | 2024-02-26
K7-0418ELVLU | K7-0418 | BLDG. K7-0418 ELV LIGHTNING PROTECTION SUBSYSTEMS | Lightning Prot | ELV | PM | FOS | OPERATING | 4 | 2021-06-24
K7-0468ELVVL | K7-0468 | BLDG. K7-0468 ELV ELECTRICAL LOW VOLTAGE SUBSYSTEMS | Emer Lights | ELV | PMHL | FOS | OPERATING | 4 | 2012-02-23
K7-0506ELVFG | K7-0506 | BLDG. K7-0506 ELV FACILITY GROUNDING SUBSYSTEMS | Grounding-Ord | ELV | PM | FOS | OPERATING | 4 | 2024-03-01
K7-0506ELVLU | K7-0506 | BLDG. K7-0506 ELV LIGHTNING PROTECTION SUBSYSTEMS | Lightning Prot-ORD | ELV | PM | FOS | OPERATING | 4 | 2024-02-28
K7-0517ELVLU | K7-0517 | BLDG. K7-0517 ELV LIGHTNING PROTECTION SUBSYSTEMS | Lightning Prot | ELV | N/A | NAB | ABANDONED | 3 | 2017-07-21
K7-0559ELVLU | K7-0559 | BLDG. K7-0559 ELV LIGHTNING PROTECTION SUBSYSTEMS | Lightning Prot | ELV | PM | FOS | OPERATING | 3 | 2021-10-18
K7-0569CELVLU | K7-0569C | BLDG. K7-0569C ELV LIGHTNING PROTECTION SUBSYSTEMS | Lightning Prot | ELV | PM | FOS | OPERATING | 4 | 2010-08-27
K7-0570DRUM1 | K7-0570 | BLDG. K7-0570, 55 Gallon Drum | Drum | MEC | PM | FOS | OPERATING | 4 | 2024-04-19
K7-0806ELVLU | K7-0806 | BLDG. K7-0806 ELV LIGHTNING PROTECTION SUBSYSTEMS | Lightning Prot | ELV | PM | FOS | OPERATING | 4 | 2022-11-28
K7-1203ELVFG | K7-1203 | BLDG. K7-1203 ELV FACILITY GROUNDING SUBSYSTEMS | Grounding | ELV | PM | FOS | OPERATING | 4 | 2021-06-11
K7-1204ELVLU | K7-1204 | BLDG. K7-1204 ELV LIGHTNING PROTECTION SUBSYSTEMS | Lightning Prot | ELV | PM | FOS | OPERATING | 4 | 2019-11-30
K7-1205FELVFG | K7-1205F | BLDG. K7-1205F ELV FACILITY GROUNDING SUBSYSTEMS | Grounding | ELV | PM | FOS | OPERATING | 4 | 2022-11-17
K7-1205FELVVL | K7-1205F | BLDG. K7-1205F ELV ELECTRICAL LOW VOLTAGE SUBSYSTEMS | Emer Lights | ELV | PMHL | FOS | OPERATING | 4 | 2012-10-06
K7-1207ELVLU | K7-1207 | BLDG. K7-1207 ELV LIGHTNING PROTECTION SUBSYSTEMS | Lightning-Grounding | ELV | PM | FOS | OPERATING | 3 | 2022-06-23
K7-1557ELVVL | K7-1557 | BLDG. K7-1557 ELV ELECTRICAL LOW VOLTAGE SUBSYSTEMS | Emer Lights | ELV | N/A | XSD | DECOMMISSIONED | 3 | 2015-10-14
K8-0600ELVFG | K8-0600 | BLDG. K8-0600 ELV FACILITY GROUNDING SUBSYSTEMS | Grounding | ELV | PM | FOS | OPERATING | 5 | 2020-02-08
K8-0600ELVLU | K8-0600 | BLDG. K8-0600 ELV LIGHTNING PROTECTION SUBSYSTEMS | Lightning Prot | ELV | PM | FOS | OPERATING | 4 | 2019-08-02
K8-0600ELVVL | K8-0600 | BLDG. K8-0600 ELV ELECTRICAL LOW VOLTAGE SUBSYSTEMS | Emer Lights | ELV | PMHL | FOS | OPERATING | 3 | 2012-05-11
K80600RF01 | K8-0600 | K8-0600 2-PLY BUR | Roof-BUR | STR | PM | FOS | OPERATING | 4 | 2023-06-19
K8-1403ELVVL | K8-1403 | BLDG. K8-1403 ELV ELECTRICAL LOW VOLTAGE SUBSYSTEMS | Panel-LV | ELV | RTF | FOS | OPERATING | 3 | 2011-04-08
K8-1648ELVVL | K8-1648 | BLDG. K8-1648 ELV ELECTRICAL LOW VOLTAGE SUBSYSTEMS | Panel-LV | ELV | HO | FOS | OPERATING | 3 | 2011-01-21
K8201001 | M7-0407 | LIGHTNING PROTECTION SYSTEM | Lightning Prot | ELV | N/A | XSD | DECOMMISSIONED | 3 | 2021-01-18
K82ELITE | M7-0407 | LIGHTS, EMERGENCY & EXIT, M7-0407 | Emer-Exit Lights | ELV | PM | FOS | OPERATING | 2 | 2024-04-01
K8303001 | M7-0407 | EYEWASH ENCON M/N Z358.1-1990 | Shwr-Eyewash | WWS | PM | FOS | OPERATING | 3 | 2024-02-15
K8501001 | M7-0407C | HORIZONTAL LIFELINE | Fall Prot | STR | N/A | XSD | DECOMMISSIONED | 1 | 2021-06-23
K8501002 | M7-0407 | ROOF, IACP. | Roof-Metal | STR | PM | FOS | OPERATING | 2 | 2022-01-27
K8601001 | M7-0407 | HOIST CHAIN MANUAL 5 TON | Hoist | MEC | PM | FOS | OPERATING | 4 | 2024-04-29
K8601003 | M7-0407 | HOIST, MANUAL CHAIN, PORTABLE 2000 LB, YALE | Hoist | MEC | PM | FOS | OPERATING | 4 | 2024-04-29
K8A00001 | M7-0407 | INDUSTRIAL AREA CHILLED WATER LOOP | Controls | HVC | RTF | FOS | OPERATING | 4 | 2011-01-25
K8A01003 | M7-0407 | CHILLER #3 YORK 1875 TON | Chiller-GT300T | HVC | PM/PT | FOS | OPERATING | 3 | 2024-03-19
K8A0100301 | M7-0407 | MOTOR, CHILLER #3 | Motor GE 150HP | HVC | PMHL | FOS | OPERATING | 4 | 2018-07-16
K8A01004 | M7-0407 | CHILLER #4 YORK 1875 TON | Chiller-GT300T | HVC | PM/PT | FOS | OPERATING | 3 | 2024-02-04
K8A0100401 | M7-0407 | MOTOR, CHILLER #4 | Motor GE 150HP | HVC | PMHL | FOS | OPERATING | 4 | 2013-08-14
K8A01005 | M7-0407 | CHILLER #5 YORK 1875 TON | Chiller-GT300T | HVC | PM/PT | FOS | OPERATING | 3 | 2024-03-23
K8A0100501 | M7-0407 | MOTOR, CHILLER #5 | Motor GE 150HP | HVC | PMHL | FOS | OPERATING | 4 | 2018-07-16
K8A01006 | M7-0407 | CHILLER #6 YORK 1875 TON | Chiller-GT300T | HVC | PM/PT | FOS | OPERATING | 2 | 2018-07-16
K8A0100601 | M7-0407 | MOTOR, CHILLER #6 | Motor GE 150HP | HVC | PMHL | FOS | OPERATING | 2 | 2018-07-16
K8A02003 | M7-0407 | PUMP PRIMARY #3 ITT BELL & GOSSETT | Pump-Pad Mount-(CHW/CW)-Plant | HVC | PM/PT | FOS | OPERATING | 4 | 2024-03-01
K8A0200301 | M7-0407 | MOTOR, CHILLED WATER PRIMARY PUMP #3 | Motor GE 75HP (U/A and IACP only) | HVC | N/A | XSD | DECOMMISSIONED | 4 | 2015-04-13
K8A02004 | M7-0407 | PUMP PRIMARY #4 ITT BELL & GOSSETT | Pump-Pad Mount-(CHW/CW)-Plant | HVC | PM/PT | FOS | OPERATING | 4 | 2024-02-19
K8A0200401 | M7-0407 | MOTOR, CHILLED WATER PRIMARY PUMP #4 | Motor GE 75HP (U/A and IACP only) | HVC | N/A | XSD | DECOMMISSIONED | 4 | 2012-09-20
K8A02005 | M7-0407 | PUMP PRIMARY #5 ITT BELL & GOSSETT | Pump-Pad Mount-(CHW/CW)-Plant | HVC | PM/PT | FOS | OPERATING | 4 | 2024-02-14
K8A0200501 | M7-0407 | MOTOR, CHILLED WATER PRIMARY PUMP #5 | Motor GE 75HP (U/A and IACP only) | HVC | N/A | XSD | DECOMMISSIONED | 4 | 2012-09-20
K8A02006 | M7-0407 | PUMP PRIMARY #6 ITT BELL & GOSSETT | Pump-Pad Mount-(CHW/CW)-Plant | HVC | PM/PT | FOS | OPERATING | 4 | 2024-02-18
K8A0200601 | M7-0407 | MOTOR, CHILLED WATER PRIMARY PUMP #6 | Motor GE 75HP (U/A and IACP only) | HVC | N/A | XSD | DECOMMISSIONED | 4 | 2012-09-20
K8A03001 | M7-0407 | SECONDARY LOOP, CHW PUMP #1 S/N 91R6283101B | Pump-Pad Mount-(CHW/CW)-GT10HP | HVC | PM/PT | FOS | OPERATING | 4 | 2024-02-08
K8A0300101 | M7-0407 | MOTOR, SECONDARY LOOP, CHW PUMP #1 | Motor GE 75HP (U/A and IACP only) | HVC | PMHL | FOS | OPERATING | 4 | 2012-09-20
K8A03002 | M7-0407 | SECONDARY LOOP, CHW PUMP #2 S/N 91R6283101D | Pump-Pad Mount-(CHW/CW)-GT10HP | HVC | PM/PT | FOS | OPERATING | 4 | 2024-02-01
K8A0300201 | M7-0407 | MOTOR, SECONDARY LOOP, CHW PUMP #2 | Motor GE 75HP (U/A and IACP only) | HVC | PMHL | FOS | OPERATING | 4 | 2015-04-13
K8A03003 | M7-0407 | SECONDARY LOOP, CHW PUMP #3 S/N 91R6283101A | Pump-Pad Mount-(CHW/CW)-GT10HP | HVC | PM/PT | FOS | OPERATING | 4 | 2024-02-04
K8A0300301 | M7-0407 | MOTOR, SECONDARY LOOP, CHW PUMP #3 | Motor GE 75HP (U/A and IACP only) | HVC | PMHL | FOS | OPERATING | 4 | 2012-09-20
K8A03004 | M7-0407 | SECONDARY LOOP, CHW PUMP #4 S/N 91R6283101E | Pump-Pad Mount-(CHW/CW)-GT10HP | HVC | PM/PT | FOS | OPERATING | 4 | 2024-02-08
K8A0300401 | M7-0407 | MOTOR, SECONDARY LOOP, CHW PUMP #4 | Motor GE 75HP (U/A and IACP only) | HVC | PMHL | FOS | OPERATING | 4 | 2012-09-20
K8A03005 | M7-0407 | SECONDARY LOOP, CHW PUMP #5 S/N 91R6283101 | Pump-Pad Mount-(CHW/CW)-GT10HP | HVC | PM/PT | FOS | OPERATING | 4 | 2024-02-04
K8A0300501 | M7-0407 | MOTOR, SECONDARY LOOP, CHW PUMP #5 | Motor GE 75HP (U/A and IACP only) | HVC | PMHL | FOS | OPERATING | 4 | 2012-09-20
K8A03006 | M7-0407 | SECONDARY LOOP, CHW PUMP #6 S/N 91R6283101C | Pump-Pad Mount-(CHW/CW)-GT10HP | HVC | PM/PT | FOS | OPERATING | 4 | 2024-02-01
K8A0300601 | M7-0407 | MOTOR, SECONDARY LOOP, CHW PUMP #6 | Motor GE 75HP (U/A and IACP only) | HVC | PMHL | FOS | OPERATING | 4 | 2012-09-20
K8A03007 | M7-0407 | PUMP SECONDARY #7 ITT BELL & GOSSETT | Pump-Pad Mount-(CHW/CW)-GT10HP | HVC | PM/PT | FOS | OPERATING | 4 | 2024-02-01
K8A0300701 | M7-0407 | MOTOR, SECONDARY LOOP, CHW PUMP #7 | Motor GE 75HP (U/A and IACP only) | HVC | PMHL | FOS | OPERATING | 4 | 2012-09-20
K8A03008 | M7-0407 | PUMP SECONDARY #8 ITT BELL & GOSSETT | Pump-Pad Mount-(CHW/CW)-GT10HP | HVC | PM/PT | FOS | OPERATING | 4 | 2024-02-01
K8A04001 | M7-0407 | FAN COIL UNIT #1 | AHU-CHW-FCU | HVC | RTF | FOS | OPERATING | 3 | 2011-05-22
K8A04002 | M7-0407 | FAN COIL UNIT #2 | AHU-CHW-FCU | HVC | RTF | FOS | OPERATING | 4 | 2011-05-19
K8A04003 | M7-0407 | FAN COIL UNIT #3 | AHU-CHW-FCU | HVC | RTF | FOS | OPERATING | 3 | 2011-05-22
K8A04004 | M7-0407 | FAN COIL UNIT #4 | AHU-CHW-FCU | HVC | RTF | FOS | OPERATING | 4 | 2011-05-19
K8ACACP001 | M7-0407 | AIR COMPRESSOR #1, SCREW | Compressors-Air-Screw | HVC | PM | FOS | OPERATING | 3 | 2024-04-18
K8ACACP002 | M7-0407 | Air Compressor, Quincy, S/N UTY304054 | Compressors-Air-Screw | HVC | PM | FOS | OPERATING | 3 | 2024-03-02
K8ACACP003 | M7-0407 | Air Compressor, Quincy, S/N UTY304053 | Compressors-Air-Screw | HVC | PM | FOS | OPERATING | 3 | 2024-02-26
K8ACOCT001 | M7-0407D | Cooling Tower Cell 1 | Cooling Tower | HVC | PM | FOS | OPERATING | 3 | 2024-02-29
K8ACOCT002 | M7-0407D | Cooling Tower Cell 2 | Cooling Tower | HVC | PM | FOS | OPERATING | 3 | 2024-02-28
K8ACOCT003 | M7-0407D | Cooling Tower Cell 3 | Cooling Tower | HVC | PM | FOS | OPERATING | 3 | 2024-02-28
K8ACOPP001 | M7-0407D | CW Pump #1, S/N 12681-1 | Pump-Vertical-(CHW/CW)-Plant | HVC | PM | FOS | OPERATING | 3 | 2024-03-29
K8ACOPP002 | M7-0407D | CW Pump #2, S/N 12681-3 | Pump-Vertical-(CHW/CW)-Plant | HVC | PM | FOS | OPERATING | 4 | 2024-02-27
K8ACOPP003 | M7-0407D | CW Pump #3, S/N 12681-2 | Pump-Vertical-(CHW/CW)-Plant | HVC | PM | FOS | OPERATING | 4 | 2024-02-17
K8ACWCH002 | M7-0407 | CHILLER #2 ,Trane, S/N L15A00178 | Chiller-GT300T | HVC | PM | FOS | OPERATING | 4 | 2024-04-28
K8ACWPP007 | M7-0407 | Pump CHW Primary 7 | Pump-Pad Mount-(CHW/CW)-GT10HP | HVC | PM | FOS | OPERATING | 4 | 2023-12-01
K8ACWPP02A | M7-0407 | Pump CHW Primary 2A | Pump-Pad Mount-(CHW/CW)-GT10HP | HVC | PM | FOS | OPERATING | 4 | 2023-12-01
K8ACWPP02B | M7-0407 | Pump CHW Primary 2B | Pump-Pad Mount-(CHW/CW)-GT10HP | HVC | PM | FOS | OPERATING | 4 | 2023-12-01
K8ACWST001 | M7-0407 | IACP Thermal Storage Tank | Tanks-TBD | HVC | PM | FOS | OPERATING | 4 | 2023-11-29
K8AIAAH005 | M7-0407 | FAN COIL UNIT #5 | AHU-CHW-FCU | HVC | RTF | FOS | OPERATING | 4 | 2011-05-31
K8AIACU001 | M6-0223 | Condenser, Mini Split, S/N 08C07043 | AHU-DX | HVC | PM | FOS | OPERATING | 4 | 2023-07-20
K8AIAX001 | M6-0223 | AHU, Mini Split, S/N OBE12719 | AHU-DX | HVC | PM | FOS | OPERATING | 4 | 2024-03-28
K8AIVFN001 | M7-0407 | EXHAUST FAN 34 | Fan-Exhaust-LT100HP | HVC | RTF | FOS | OPERATING | 3 | 2011-03-25
K8AIVFN002 | M7-0407 | EXHAUST FAN 33 | Fan-Exhaust-LT100HP | HVC | RTF | FOS | OPERATING | 3 | 2011-03-25
K8AIVFN003 | M7-0407 | EXHAUST FAN 32 | Fan-Exhaust-LT100HP | HVC | RTF | FOS | OPERATING | 3 | 2011-03-25
K8AIVFN004 | M7-0407 | EXHAUST FAN 31 | Fan-Exhaust-LT100HP | HVC | RTF | FOS | OPERATING | 1 | 2011-03-24
K8AIVFN006 | M7-0407 | EXHAUST FAN 38 | Fan-Exhaust-LT100HP | HVC | RTF | FOS | OPERATING | 1 | 2011-03-24
K8AIVFN007 | M7-0407 | EXHAUST FAN 39 | Fan-Exhaust-LT100HP | HVC | RTF | FOS | OPERATING | 2 | 2011-03-24
K8AIVFN008 | M7-0407 | EXHAUST FAN 40 | Fan-Exhaust-LT100HP | HVC | RTF | FOS | OPERATING | 2 | 2011-03-24
K8AIVFN009 | M7-0407 | EXHAUST FAN 41 | Fan-Exhaust-LT100HP | HVC | RTF | FOS | OPERATING | 2 | 2011-03-24
K8AIVFN010 | M7-0407 | EXHAUST FAN 42 | Fan-Exhaust-LT100HP | HVC | RTF | FOS | OPERATING | 2 | 2011-03-24
K8AIVFN011 | M7-0407 | EXHAUST FAN 43 | Fan-Exhaust-LT100HP | HVC | RTF | FOS | OPERATING | 3 | 2011-03-21
K8AIVFN012 | M7-0407 | EXHAUST FAN 44 | Fan-Exhaust-LT100HP | HVC | RTF | FOS | OPERATING | 3 | 2011-03-21
K8AIVFN013 | M7-0407 | EXHAUST FAN 45 | Fan-Exhaust-LT100HP | HVC | RTF | FOS | OPERATING | 3 | 2011-03-21
K8AIVFN014 | M7-0407 | EXHAUST FAN 46 | Fan-Exhaust-LT100HP | HVC | RTF | FOS | OPERATING | 3 | 2011-03-21
K8ARWIM001 | M7-0407 | ICE MACHINE, FLAKE, M/N QD0282A, S/N 020961871 | Refrigeration-Ice Machine-Flake | HVC | N/A | XSD | DECOMMISSIONED | 4 | 2017-06-29
K8ARWIM001-R1 | M7-0407 | ICE MACHINE, FLAKE, M/N ICE0250FA, S/N 14011280012156 | Refrigeration-Ice Machine-Flake | HVC | PM | FOS | OPERATING | 3 | 2024-04-15
K8ARWRU002 | M7-0407 | Refrigerant Recovery Unit, R-123, RefTech, S/N 39922 | Refrigerant-Recovery System | HVC | PM | FOS | OPERATING | 4 | 2024-01-15
K8AVA013 | M7-0407 | CHILLER #1 CWS VALVE (V-13) DEZURICK M/N 632 | Valves-Control | HVC | RTF | FOS | OPERATING | 4 | 2011-01-10
K8AVA014 | M7-0407 | CHILLER #2 CWS VALVE (V-14) DEZURICK M/N 632 | Valves-Control | HVC | N/A | XSD | DECOMMISSIONED | 4 | 2011-01-10
K8B01001 | M7-0407A | CONDENSER WATER PUMP #6 S/N 1292-9029 | Pump-Vertical-(CHW/CW)-Plant | HVC | PM/PT | FOS | OPERATING | 4 | 2024-02-06
K8B0100101 | M7-0407A | MOTOR, CONDENSER WATER PUMP #6 | Motor GE 150HP | HVC | PMHL | FOS | OPERATING | 4 | 2012-09-20
K8B01002 | M7-0407A | CONDENSER WATER PUMP #7 S/N 1292-9030 | Pump-Vertical-(CHW/CW)-Plant | HVC | PM/PT | FOS | OPERATING | 1 | 2018-03-19
K8B0100201 | M7-0407A | MOTOR, CONDENSER WATER PUMP #7 | Motor GE 150HP | HVC | N/A | XSD | DECOMMISSIONED | 4 | 2015-04-13
K8B01003 | M7-0407A | CONDENSER WATER PUMP #8 S/N 1292-9031 | Pump-Vertical-(CHW/CW)-Plant | HVC | PM/PT | FOS | OPERATING | 4 | 2024-02-06
K8B0100301 | M7-0407A | MOTOR, CONDENSER WATER PUMP #8 | Motor GE 150HP | HVC | PMHL | FOS | OPERATING | 4 | 2012-09-20
K8B01004 | M7-0407A | CONDENSER WATER PUMP #9 S/N 1292-9032 | Pump-Vertical-(CHW/CW)-Plant | HVC | PM/PT | FOS | OPERATING | 3 | 2023-03-07
K8B0100401 | M7-0407A | MOTOR, CONDENSER WATER PUMP #9 | Motor GE 150HP | HVC | PMHL | FOS | OPERATING | 4 | 2015-04-13
K8B01005 | M7-0407A | CONDENSER WATER PUMP #10 S/N 1292-9033 | Pump-Vertical-(CHW/CW)-Plant | HVC | PM/PT | FOS | OPERATING | 4 | 2024-02-11
K8B0100501 | M7-0407A | MOTOR, CONDENSER WATER PUMP #10 | Motor GE 150HP | HVC | PMHL | FOS | OPERATING | 4 | 2012-09-20
K8B02001 | M7-0407A | COOLING TOWER CELL #4 FAN | Cooling Tower (Plant) | HVC | PM/PT | FOS | OPERATING | 3 | 2024-02-22
K8B0200101 | M7-0407A | MOTOR, COOLING TOWER CELL #4 FAN | Motor GE 150HP | HVC | PMHL | FOS | OPERATING | 3 | 2015-04-13
K8B02002 | M7-0407A | COOLING TOWER CELL #5 FAN | Cooling Tower (Plant) | HVC | PM/PT | FOS | OPERATING | 3 | 2024-02-28
K8B0200201 | M7-0407A | MOTOR, COOLING TOWER CELL #5 FAN | Motor GE 150HP | HVC | PMHL | FOS | OPERATING | 3 | 2015-04-13
K8C00001 | M7-0407 | INDUSTRIAL AREA COMPRESSED AIR DISTRIBUTION SYSTEM | Filters-HVC-CAIR-Remote | HVC | PM | FOS | OPERATING | 4 | 2023-05-02
K8C01001 | M7-0407 | AIR COMPRESSOR #1, SCREW | Compressors-Air-Screw | HVC | N/A | XSD | DECOMMISSIONED | 3 | 2017-10-17
K8C01002 | M7-0407 | AIR COMPRESSOR #2, SCREW | Compressors-Air-Screw | HVC | N/A | XSD | DECOMMISSIONED | 2 | 2016-04-18
K8C01003 | M7-0407 | AIR COMPRESSOR #3, SCREW | Compressors-Air-Screw | HVC | PM/TS | NOS | DECOMMISSIONED | 2 | 2017-11-13
K8C02004 | M7-0407 | AIR DRYER #1, S/N 197465-3 M302, ZEKS | Refrigeration-Air Dryer | HVC | PM | FOS | OPERATING | 3 | 2023-09-15
K8C02005 | M7-0407 | AIR DRYER #2, S/N 197465-2 M302, ZEKS | Refrigeration-Air Dryer | HVC | PM | FOS | OPERATING | 3 | 2023-09-15
K8C02006 | M7-0407 | AIR DRYER #3, S/N 197465-1 M302, ZEKS | Refrigeration-Air Dryer | HVC | PM | FOS | OPERATING | 3 | 2023-09-14
K8D00001 | M7-0407 | REFRIGERANT RECOVERY SYSTEM | HVAC Misc | HVC | N/A | XSD | DECOMMISSIONED | 4 | 2015-06-17
K8D00002 | M7-0407 | REFRIGERANT RECOVERY SYSTEM HFC-134A YORK M/N RSR2 | Refrigerant-Recovery System | HVC | PM | FOS | OPERATING | 4 | 2023-11-21
K8E01001-R1 | M7-0407 | SS 119A 7500-10000KVA 13.2KV-4160/2400V FR3 TYPE EATON | Transformers-Oil-MV | EHV | PM | FOS | OPERATING | 4 | 2023-04-05
K8E0101B | M7-0407 | VCB 119A PRIMARY 1200A 15KV CUB 1B EATON | Circuit Breaker-VCB | EHV | PM | FOS | OPERATING | 4 | 2023-07-10
K8E0101B01 | M7-0407 | Relay, SS 119A Primary SEL-787 CUB 1B Schweitzer | Relays-MV | EHV | PM | FOS | OPERATING | 4 | 2023-12-15
K8E0102B | M7-0407 | VCB 119A MAIN 2000A 4160V CUB 2B EATON | Circuit Breaker-VCB | EHV | PM | FOS | OPERATING | 4 | 2023-07-12
K8E0102B01 | M7-0407 | Relay, SS 119A Main SEL-351S CUB 2B Schweitzer | Relays-MV | EHV | PM | FOS | OPERATING | 4 | 2023-12-15
K8E0103A | M7-0407 | VCB XFMR D2 1200A 4160V CUB 3A EATON | Circuit Breaker-VCB | EHV | PM | FOS | OPERATING | 4 | 2023-07-11
K8E0103A01 | M7-0407 | Relay, SS 119A SEL-351A CUB 3A Schweitzer | Relays-MV | EHV | PM | FOS | OPERATING | 4 | 2023-09-20
K8E0103B | M7-0407 | VCB SPARE 1200A 4160V CUB 3B EATON | Circuit Breaker-VCB | EHV | PM | FOS | OPERATING | 4 | 2023-07-12
K8E0103B01 | M7-0407 | Relay, SS 119A SEL-351A CUB 3B Schweitzer | Relays-MV | EHV | PM | FOS | OPERATING | 4 | 2023-09-20
K8E0104A | M7-0407 | VCB CHILLER 3 1200A 4160V CUB 4A EATON | Circuit Breaker-VCB | EHV | PM | FOS | OPERATING | 4 | 2023-07-10
K8E0104A01 | M7-0407 | Relay, SS 119A SEL-351A CUB 4A Schweitzer | Relays-MV | EHV | PM | FOS | OPERATING | 4 | 2023-09-20
K8E0104B | M7-0407 | VCB XFMR D1 1200A 4160V CUB 4B EATON | Circuit Breaker-VCB | EHV | PM | FOS | OPERATING | 4 | 2023-07-12
K8E0104B01 | M7-0407 | Relay, SS 119A SEL-351A CUB 4B Schweitzer | Relays-MV | EHV | PM | FOS | OPERATING | 4 | 2023-09-20
K8E0105A | M7-0407 | VCB CHILLER 6 1200A 4160V CUB 5A EATON | Circuit Breaker-VCB | EHV | PM | FOS | OPERATING | 4 | 2023-07-11
K8E0105A01 | M7-0407 | Relay, SS 119A SEL-351A CUB 5A Schweitzer | Relays-MV | EHV | PM | FOS | OPERATING | 4 | 2023-09-26
K8E0105B | M7-0407 | VCB CHILLER 1 1200A 4160V CUB 5B EATON | Circuit Breaker-VCB | EHV | PM | FOS | OPERATING | 4 | 2023-07-11
K8E0105B01 | M7-0407 | Relay, SS 119A SEL-351A CUB 5B Schweitzer | Relays-MV | EHV | PM | FOS | OPERATING | 4 | 2023-09-26
K8E0106B | M7-0407 | VCB TIE A 2000A 4160V CUB 6B EATON | Circuit Breaker-VCB | EHV | PM | FOS | OPERATING | 4 | 2023-07-10
K8E0106B01 | M7-0407 | Relay, SS 119A TIE A SEL-351S CUB 6B Schweitzer | Relays-MV | EHV | PM | FOS | OPERATING | 4 | 2023-10-04
K8E01100-R1 | M7-0407 | XFMR T-D1 1000KVA 4160-480/277V FR3 TYPE PDMT EATON | Transformers-Oil-MV | EHV | PM | FOS | OPERATING | 4 | 2022-12-19
K8E01101 | M7-0407 | MCC D1 1200A 480V 3PH W/1000A MAIN WESTINGHOUSE | MCC | ELV | N/A | XSD | DECOMMISSIONED | 4 | 2020-07-06
K8E01101-R1 | M7-0407 | MCC D1 1200A 480V 3PH W/1000A MAIN EATON | MCC | ELV | PM | FOS | OPERATING | 5 | 2022-09-22
K8E01108 | M7-0407 | ATS 300A 277/480V 3P CUTLER-HAMMER | ATS | ELV | PM | FOS | OPERATING | 4 | 2022-01-13
K8E0110801 | M7-0407 | RELAY IQ TRANSFER ATS SWITCHBOARD D1-D6 | Relays-LV | EHV | RTF | FOS | OPERATING | 4 | 2014-01-13
K8E01200-R1 | M7-0407 | XFMR T-D2 1000KVA 4160-480/277V FR3 TYPE PDMT EATON | Transformers-Oil-MV | EHV | PM | FOS | OPERATING | 4 | 2022-12-20
K8E01201 | M7-0407 | MCC D2 1200A 480V 3PH W/1000A MAIN WESTINGHOUSE | MCC | ELV | N/A | XSD | DECOMMISSIONED | 4 | 2020-07-07
K8E01201-R1 | M7-0407 | MCC D2 1200A 480V 3PH W/1000A MAIN EATON | MCC | ELV | PM | FOS | OPERATING | 5 | 2024-03-13
K8E01SEC | M7-0407 | SS 119A SECONDARY SWITCHGEAR 1200A 15KV EATON | Substation Secondary | EHV | PM | FOS | OPERATING | 4 | 2023-07-14
K8E02001-R1 | M7-0407 | SS 119B 7500-10000KVA 13.2KV-4160/2400V FR3 TYPE EATON | Transformers-Oil-MV | EHV | PM | FOS | OPERATING | 4 | 2023-06-22
K8E0211B | M7-0407 | VCB TIE B 2000A 4160V CUB 11B EATON | Circuit Breaker-VCB | EHV | PM | FOS | OPERATING | 4 | 2023-10-04
K8E0211B01 | M7-0407 | Relay, SS 119B TIE B SEL-351S CUB 11B Schweitzer | Relays-MV | EHV | PM | FOS | OPERATING | 4 | 2023-10-05
K8E0212A | M7-0407 | VCB XFMR D6 1200A 4160V CUB 12A EATON | Circuit Breaker-VCB | EHV | PM | FOS | OPERATING | 4 | 2023-10-04
K8E0212A01 | M7-0407 | Relay, SS 119B SEL-351A CUB 12A Schweitzer | Relays-MV | EHV | PM | FOS | OPERATING | 4 | 2023-10-30
K8E0212B | M7-0407 | VCB SPARE 1200A 4160V CUB 12B EATON | Circuit Breaker-VCB | EHV | PM | FOS | OPERATING | 4 | 2023-10-04
K8E0212B01 | M7-0407 | Relay, SS 119B SEL-351A CUB 12B Schweitzer | Relays-MV | EHV | PM | FOS | OPERATING | 4 | 2023-10-30
K8E0213A | M7-0407 | VCB CHILLER 5 1200A 4160V CUB 13A EATON | Circuit Breaker-VCB | EHV | PM | FOS | OPERATING | 4 | 2023-10-03
K8E0213A01 | M7-0407 | Relay, SS 119B SEL-351A CUB 13A Schweitzer | Relays-MV | EHV | PM | FOS | OPERATING | 4 | 2023-10-27
K8E0213B | M7-0407 | VCB CHILLER 4 1200A 4160V CUB 13B EATON | Circuit Breaker-VCB | EHV | PM | FOS | OPERATING | 4 | 2023-10-03
K8E0213B01 | M7-0407 | Relay, SS 119B SEL-351A CUB 13B Schweitzer | Relays-MV | EHV | PM | FOS | OPERATING | 4 | 2023-10-30
K8E0214A | M7-0407 | VCB CHILLER 2 1200A 4160V CUB 14A EATON | Circuit Breaker-VCB | EHV | PM | FOS | OPERATING | 4 | 2023-10-03
K8E0214A01 | M7-0407 | Relay, SS 119B SEL-351A CUB 14A Schweitzer | Relays-MV | EHV | PM | FOS | OPERATING | 4 | 2023-10-27
K8E0214B | M7-0407 | VCB XFMR D7 1200A 4160V CUB 14B EATON | Circuit Breaker-VCB | EHV | PM | FOS | OPERATING | 4 | 2023-10-03
K8E0214B01 | M7-0407 | Relay, SS 119B SEL-351A CUB 14B Schweitzer | Relays-MV | EHV | PM | FOS | OPERATING | 4 | 2023-10-30
K8E0215B | M7-0407 | VCB 119B 2000A 4160V CUB 15B EATON | Circuit Breaker-VCB | EHV | PM | FOS | OPERATING | 4 | 2023-10-02
K8E0215B01 | M7-0407 | Relay, SS 119B Main SEL-351S CUB 15B Schweitzer | Relays-MV | EHV | PM | FOS | OPERATING | 4 | 2023-10-06
K8E0216B | M7-0407 | VCB 119B PRIMARY 1200A 15KV CUB 16B EATON | Circuit Breaker-VCB | EHV | PM | FOS | OPERATING | 4 | 2023-08-09
K8E0216B01 | M7-0407 | Relay, SS 119B Primary SEL-787 CUB 16B Schweitzer | Relays-MV | EHV | PM | FOS | OPERATING | 4 | 2023-10-06
K8E02600-R1 | M7-0407 | XFMR T-D6 1000KVA 4160-480/277V FR3 TYPE PDMT EATON | Transformers-Oil-MV | EHV | PM | FOS | OPERATING | 4 | 2023-01-26
K8E02601 | M7-0407 | MCC D6 1200A 480V 3PH W/1000A MAIN WESTINGHOUSE | MCC | ELV | N/A | XSD | DECOMMISSIONED | 4 | 2020-07-08
K8E02601-R1 | M7-0407 | MCC D6 1200A 480V 3PH W/1000A MAIN EATON | MCC | ELV | PM | FOS | OPERATING | 4 | 2022-08-24
K8E02700 | M7-0407 | XFMR T-D7 1500KVA 4160-480/277V OIL TYPE PDMT CUTLER-HAMMER | Transformers-Oil-MV | EHV | PT | FOS | OPERATING | 4 | 2023-06-12
K8E02702 | M7-0407 | MCC D7 1200A 277/480V 3P CUTLER-HAMMER | MCC | ELV | N/A | XSD | DECOMMISSIONED | 5 | 2020-07-13
K8E02702-R1 | M7-0407 | MCC D7 1200A 277/480V 3P EATON | MCC | ELV | PM | FOS | OPERATING | 3 | 2024-03-13
K8E02SEC | M7-0407 | SS 119B SECONDARY SWITCHGEAR 1200A 15KV EATON | Substation Secondary | EHV | PM | FOS | OPERATING | 4 | 2023-10-07
K8E03101 | M7-0407 | 5 KV.MOTOR STARTER/CONTACTOR CHILLER 1 C-H | Circuit Breaker-VCB | EHV | N/A | XSD | DECOMMISSIONED | 4 | 2012-07-25
K8E0310101 | M7-0407 | RELAY, PERCENTAGE DIFFERENTIAL, CHILLER 1 | Relays-MV | EHV | N/A | XSD | DECOMMISSIONED | 4 | 2014-10-15
K8E0310102 | M7-0407 | RELAY OC MP3000 CHILLER #1 | Relays-MV | EHV | N/A | XSD | DECOMMISSIONED | 4 | 2013-12-04
K8E03103 | M7-0407 | 5 KV. MOTOR STARTER/CONTACTOR CHILLER 3 C-H | Circuit Breaker-VCB | EHV | PM | FOS | OPERATING | 4 | 2023-07-13
K8E0310301 | M7-0407 | RELAY, PERCENTAGE DIFFERENTIAL, CHILLER 3 | Relays-MV | EHV | PM | FOS | OPERATING | 4 | 2024-01-10
K8E0310302 | M7-0407 | RELAY OC MP3000 CHILLER #3 | Relays-MV | EHV | PM | FOS | OPERATING | 4 | 2024-01-10
K8E03106 | M7-0407 | 5 KV. MOTOR STARTER/CONTACTOR CHILLER 6 C-H | Circuit Breaker-VCB | EHV | PM | FOS | OPERATING | 2 | 2023-08-15
K8E0310601 | M7-0407 | RELAY, PERCENTAGE DIFFERENTIAL, CHILLER 6 | Relays-MV | EHV | PM | FOS | OPERATING | 4 | 2024-01-10
K8E0310602 | M7-0407 | RELAY OC MP3000 CHILLER #6 | Relays-MV | EHV | PM | FOS | OPERATING | 2 | 2024-01-10
K8E04102 | M7-0407 | 5 KV. MOTOR STARTER/CONTACTOR CHILLER 2 C-H | Circuit Breaker-VCB | EHV | N/A | XSD | DECOMMISSIONED | 3 | 2012-02-01
K8E0410201 | M7-0407 | RELAY OC MP3000 CHILLER #2 | Relays-MV | EHV | N/A | XSD | DECOMMISSIONED | 4 | 2013-12-04
K8E0410202 | M7-0407 | RELAY, PERCENTAGE DIFFERENTIAL, CHILLER 2 | Relays-MV | EHV | N/A | XSD | DECOMMISSIONED | 4 | 2014-10-14
K8E04102AA | M7-0407 | MOTOR STARTER/ PRIMARY CONTACTOR, CH2A-A, 400A, 5kV, EATON | Circuit Breaker-VCB | EHV | PM | FOS | OPERATING | 4 | 2024-01-02
K8E04102AB | M7-0407 | MOTOR STARTER/ MVSS CONTACTOR, CH2A-B, 400A, 5kV, EATON | Circuit Breaker-VCB | EHV | PM | FOS | OPERATING | 4 | 2024-01-03
K8E04102BA | M7-0407 | MOTOR STARTER/ PRIMARY CONTACTOR, CH2B-A, 400A, 5kV, EATON | Circuit Breaker-VCB | EHV | PM | FOS | OPERATING | 4 | 2024-01-04
K8E04102BB | M7-0407 | MOTOR STARTER/ MVSS CONTACTOR, CH2B-B, 400A, 5kV, EATON | Circuit Breaker-VCB | EHV | PM | FOS | OPERATING | 4 | 2024-01-03
K8E04104 | M7-0407 | 5 KV. MOTOR STARTER/CONTACTOR CHILLER 4 C-H | Circuit Breaker-VCB | EHV | PM | FOS | OPERATING | 4 | 2023-10-03
K8E0410401 | M7-0407 | RELAY, PERCENTAGE DIFFERENTIAL, CHILLER 4 | Relays-MV | EHV | PM | FOS | OPERATING | 4 | 2024-01-11
K8E0410402 | M7-0407 | RELAY OC MP3000 CHILLER #4 | Relays-MV | EHV | PM | FOS | OPERATING | 4 | 2024-01-11
K8E04105 | M7-0407 | 5 KV. MOTOR STARTER/CONTACTOR CHILLER 5 C-H | Circuit Breaker-VCB | EHV | PM | FOS | OPERATING | 4 | 2023-10-03
K8E0410501 | M7-0407 | RELAY, PERCENTAGE DIFFERENTIAL, CHILLER 5 | Relays-MV | EHV | PM | FOS | OPERATING | 4 | 2024-01-12
K8E0410502 | M7-0407 | RELAY OC MP3000 CHILLER #5 | Relays-MV | EHV | N/A | XSD | DECOMMISSIONED | 4 | 2020-08-25
K8E0410502-R1 | M7-0407 | RELAY OC MP3000 CHILLER #5 | Relays-MV | EHV | PM | FOS | OPERATING | 4 | 2024-01-12
K8E05000 | M7-0407 | USS 119, SECONDARY 2000A 4160V C-H | Substation Secondary | EHV | N/A | XSD | DECOMMISSIONED | 4 | 2011-12-29
K8E05001-R1 | M7-0407 | BatteryÂ ChargerÂ 130V,Â USS 119A | Battery Charger | EHV | PM | FOS | OPERATING | 4 | 2024-03-18
K8E05002-R1 | M7-0407 | BatteryÂ BankÂ 130V, VRLA,Â USS 119A | Battery Bank-Lead Acid (VRLA) | EHV | PM | FOS | OPERATING | 4 | 2024-03-18
K8E1110601 | M7-0407 | RELAY DIGITRIP RMS 810 IACP SWITCHBOARD D1 MAIN BK | Relays-LV | ELV | RTF | FOS | OPERATING | 4 | 2022-03-01
K8E1110701 | M7-0407 | RELAY DIGITRIP RMS 310 IACP SWITCHBOARD D1 FDR BKR | Relays-LV | ELV | RTF | FOS | OPERATING | 4 | 2022-03-01
K8E1110801 | M7-0407 | RELAY DIGITRIP RMS 310 IACP SWITCHBOARD D1 FDR BKR | Relays-LV | ELV | RTF | FOS | OPERATING | 4 | 2022-03-01
K8E1110901 | M7-0407 | RELAY DIGITRIP RMS 310 IACP SWITCHBOARD D1 FDR BKR | Relays-LV | ELV | RTF | FOS | OPERATING | 4 | 2022-03-01
K8E1111001 | M7-0407 | RELAY DIGITRIP RMS 310 IACP SWITCHBOARD D1 FDR BKR | Relays-LV | ELV | RTF | FOS | OPERATING | 4 | 2022-03-01
K8E1260201 | M7-0407 | RELAY DIGITRIP RMS 810 IACP SWITCHBOARD D6 MAIN BK | Relays-LV | ELV | RTF | FOS | OPERATING | 4 | 2022-03-09
K8E1260301 | M7-0407 | RELAY DIGITRIP RMS 310 IACP SWITCHBOARD D6 FDR BKR | Relays-LV | ELV | RTF | FOS | OPERATING | 4 | 2022-03-09
K8E1260501 | M7-0407 | RELAY DIGITRIP RMS 310 IACP SWITCHBOARD D6 FDR BKR | Relays-LV | ELV | RTF | FOS | OPERATING | 4 | 2022-03-09
K8E1260601 | M7-0407 | RELAY DIGITRIP RMS 310 IACP SWITCHBOARD D6 FDR BKR | Relays-LV | ELV | RTF | FOS | OPERATING | 4 | 2022-03-09
K8E1260801 | M7-0407 | RELAY DIGITRIP RMS 310 IACP SWITCHBOARD D6 FDR BKR | Relays-LV | ELV | RTF | FOS | OPERATING | 4 | 2022-03-09
K8E1270101 | M7-0407 | RELAY DIGITRIP RMS 810 IACP SWITCHBOARD D7 MAIN BK | Relays-LV | ELV | RTF | FOS | OPERATING | 4 | 2020-07-09
K8E1270201 | M7-0407 | RELAY DIGITRIP RMS 310 IACP SWITCHBOARD D7 FDR BKR | Relays-LV | ELV | RTF | FOS | OPERATING | 4 | 2020-07-09
K8E1270301 | M7-0407 | RELAY DIGITRIP RMS 310 IACP SWITCHBOARD D7 FDR BKR | Relays-LV | ELV | RTF | FOS | OPERATING | 4 | 2020-07-09
K8E1270401 | M7-0407 | RELAY DIGITRIP RMS 310 IACP SWITCHBOARD D7 FDR BKR | Relays-LV | ELV | RTF | FOS | OPERATING | 4 | 2020-07-09
K8E1270501 | M7-0407 | RELAY DIGITRIP RMS 310 IACP SWITCHBOARD D7 FDR BKR | Relays-LV | ELV | RTF | FOS | OPERATING | 4 | 2020-07-09
K8E90001 | M7-0407 | GROUNDING SYSTEM FACILITY | Grounding | ELV | PM | FOS | OPERATING | 4 | 2021-08-18
K8FFACP001 | M7-0407 | FACP SIMPLEX 4005 | FACP | PSY | PM | FOS | OPERATING | 3 | 2024-02-24
K8FFART001 | M7-0407 | CENTRAL RADIO MONITORING SYSTEM (CRMS) TRANSCEIVER | CRMS | PSY | PM | FOS | OPERATING | 3 | 2024-02-24
K8FH1090 | M7-0407 | HYDRANT, FIRE MUELLER 5-1/4 2009 | Hydrant | WWS | PM | FOS | OPERATING | 4 | 2024-04-11
K8FSYWS001 | M7-0407 | WET PIPE FIRE SPRINKLER SYSTEM | Wet Pipe | PSY | PM | FOS | OPERATING | 3 | 2024-03-19
K8S12001 | M7-0407 | BFP WATTS 6" DC, M/N 774, S/N 1138560910 | BFP-Fire | WWS | PM | FOS | OPERATING | 4 | 2024-04-16
K8S12002 | M7-0407A | BFP AMES 2000SS, 4"" RP, S/N 1742630514 | BFP | WWS | PM | FOS | OPERATING | 4 | 2024-04-05
K8S12003 | M7-0407C | BFP AMES 2000SS, 4"" RP, S/N 1746670914 | BFP | WWS | PM | FOS | OPERATING | 3 | 2024-03-12
K8S12004 | M7-0407 | BFP WILKINS ZURN 975XL2, 1", S/N 1253951 | BFP | WWS | PM | FOS | OPERATING | 3 | 2024-03-28
K8U01001 | M7-0407 | UPS-130, 6 KVA, Eaton 9170+, IACP | UPS-Self Contained Small | ELV | PM | FOS | OPERATING | 4 | 2023-11-29
KB203001 | M6-0223 | LIGHTNING PROTECTION | Lightning Prot | ELV | PM | FOS | OPERATING | 4 | 2021-08-05
KB2ELITE | M6-0223 | LIGHTS, EMERGENCY & EXIT, M6-0223 | Emer-Exit Lights Self Testing 2 | ELV | RTF | FOS | OPERATING | 4 | 2017-09-22
KB506001 | M6-0223 | GATE, MOTORIZED SOUTH | Gates-Motorized | MEC | PM | FOS | OPERATING | 4 | 2024-04-06
KB506002 | M6-0223 | GATE, MOTORIZED NORTH | Gates-Motorized | MEC | PM | FOS | OPERATING | 4 | 2024-01-20
KBA01001 | M6-0223 | AIR HANDLER UNIT | AHU-DX-LT5T | HVC | PM | FOS | OPERATING | 2 | 2024-01-22
KBA01002 | M6-0223 | CONDENSING UNIT | AHU-DX-Condenser | HVC | PM | FOS | OPERATING | 3 | 2023-07-14
KBA01003 | M6-0220 | WALL UNIT | AHU-DX-Wall | HVC | N/A | NAB | ABANDONED | 3 | 2010-12-07
KBE01001 | M6-0378 | SS 135 75KVA 13.2KV-480/277V OIL TYPE PDMT LINE MATERIALS IND. | Transformers-Oil-MV | EHV | PM | FOS | OPERATING | 2 | 2023-11-20
KBFKPCP002 | M6-0223 | INTELLIGENT SYSTEM CONTROLLER #02 | ESS | PSY | PM | FOS | OPERATING | 3 | 2024-03-07
KBFLEG3001 | M6-0223 | TRAFFIC CONTROL SYSTEM SECURITY GATE 3 | Traffic | PSY | PM | FOS | OPERATING | 3 | 2023-08-19
KBS0001 | M6-0223 | Filter, Water, Inline, 3/8"" ID, Under Sink | Filters-Water | WWS | N/A | XSD | DECOMMISSIONED | 3 | 2023-05-05
KBS12001 | M6-0223 | BFP, RP, 3/4" WILKINS 975XL, S/N W061926 | BFP | WWS | N/A | XSD | DECOMMISSIONED | 3 | 2014-12-08
KBS12001-R1 | M6-0223 | BFP, RP, 3/4" WILKINS 975XL, S/N 3888722 | BFP | WWS | PM | FOS | OPERATING | 3 | 2023-12-13
KD301001 | K6-1347 | SHOWER & EYEWASH SAFETY SPEAKMAN | Shwr-Eyewash | WWS | PM | FOS | OPERATING | 2 | 2024-02-23
KD501002 | K6-1347 | ROOF, HAZ WASTE STAGING FAC METAL 600 SF | Roof-Metal | STR | PM | FOS | OPERATING | 3 | 2022-07-05
K-E01001 | UK-0020 | SS 148 75KVA 13.2KV/480V PDMT | Transformers-Oil-MV | EHV | PT | FOS | OPERATING | 4 | 2022-12-05
K-E01006 | UK-0020 | SS 111 225KVA 13.2KV-208/120V OIL TYPE PDMT SQ D | Transformers-Oil-MV | EHV | PM | FOS | OPERATING | 2 | 2020-08-10
K-E01008 | UK-0020 | SS TT3 225KVA 13.2KV-480/277V FR3 TYPE PDMT EATON-COOPER | Transformers-Oil-MV | EHV | N/A | FOS | OPERATING | 4 | 2024-04-02
K-E02001 | K6-1446F | SS 112 45KVA 13.2KV-208/120V OIL PDMT RTS TRANSFORMER, INC. | Transformers-Oil-MV | EHV | PM/AS | NSP | DECOMMISSIONED | 4 | 2014-01-07
K-E02002 | UK-0020 | SS 1136 10KVA 13.2KV-240/120V 1-PHASE OIL TYPE PDMT COOPER | Transformers-Oil-MV | EHV | N/A | XSD | DECOMMISSIONED | 4 | 2013-09-12
K-E02003 | K6-1141 | SS TT2 500KVA 13.8KV-480/277V FR3 TYPE PDMT ABB | Transformers-Oil-MV | EHV | N/A | FOS | OPERATING | 4 | 2023-07-09
K-E09001-T | M6-0996 | LBS 46 15.5KV 600A S622-92-0159 G&W | Load Break Switch | EHV | PT | FOS | OPERATING | 4 | 2023-11-22
KFE90001 | KSC | GROUNDING SYSTEM SUSPECT SIDING | Grounding-Ord | ELV | PM | FOS | OPERATING | 4 | 2023-11-02
KFE90002 | KSC | GROUNDING SYSTEM HURRICANE STAGING | Grounding-Ord | ELV | PM | FOS | OPERATING | 5 | 2023-08-03
KG201002 | M6-1625 | LIGHTNING PROTECTION SYSTEM | Lightning Prot | ELV | PMHL | FOS | OPERATING | 2 | 2022-01-19
KG203001 | M6-1625 | MAIN ENTRANCE GATE, ELECTRIC, CENTER OPENING | Gates-Motorized | MEC | PM | FOS | OPERATING | 4 | 2024-04-24
KG2LITE | M6-1627 | LIGHTS, EMERGENCY & EXIT, M6-1627 | Emer Lights | ELV | PMHL | FOS | OPERATING | 4 | 2017-06-15
KG303003 | M6-1626 | EYEWASH STATION | Shwr-Eyewash | WWS | PM | FOS | OPERATING | 3 | 2024-04-11
KG501002 | M6-1625 | ROOF, S/B 12,8555 FT | Roof-Metal | STR | PM | FOS | OPERATING | 3 | 2024-01-05
KG501003 | M6-1626 | ROOF, HAZ WST STAGING BLDG, METAL, 2100 SF | Roof-Metal | STR | PM | FOS | OPERATING | 3 | 2023-05-05
KG501004 | M6-1627 | ROOF, BLAST BUILDING #2, METAL, 2050 SF | Roof-Metal | STR | PM | FOS | OPERATING | 3 | 2024-01-05
KG503002 | M6-1627 | VACUUM PUMP ASSEMBLY, with 45 Gallon Diesel Tank | Vacuum Pump | HVC | PM/RI | FOS | OPERATING | 3 | 2024-04-19
KGE90001 | M6-1627 | GROUNDING SYSTEM FACILITY | Grounding | ELV | PM | FOS | OPERATING | 4 | 2020-04-24
KH201001 | K7-0623 | LIGHTNING PROTECTION | Lightning-Grounding | ELV | PM | FOS | OPERATING | 4 | 2022-09-20
KKFSYWS001 | K6-1145 | WET PIPE FIRE SPRINKLER SYSTEM w/GN2 | Wet Pipe | PSY | PM | FOS | OPERATING | 3 | 2024-03-21
KU801002 | K6-1995 | Air Compressor, 10 HP, Quincy | Compressors-Air-Reciprocating | HVC | N/A | XSD | DECOMMISSIONED | 2 | 2018-02-15
KV501002 | K6-2046 | ROOF, HURR STORAGE SHELTER METAL 736 SF | Roof-Metal | STR | PM | FOS | OPERATING | 1 | 2022-04-19
KW501002 | K6-1996D | ROOF, STAGING BLDG #1 METAL TYPE | Roof-Metal | STR | PM | FOS | OPERATING | 2 | 2022-04-20
KWACACP001 | K6-1996D | Air Compressor, 5 HP, Quincy | Compressors-Air-Reciprocating | HVC | PM | FOS | OPERATING | 3 | 2024-04-02
KY301001 | K6-2096 | SHOWER, SAFETY, SPEAKMAN | Shwr-Eyewash | WWS | PM | FOS | OPERATING | 3 | 2024-04-08
KY501002 | K6-2096 | ROOF, CONTRACTOR SUPPORT BUILDING NO. 6 6000 SF | Roof-Metal | STR | PM | FOS | OPERATING | 3 | 2023-06-19
KYACACP001 | K6-2096 | AIR COMPRESSOR, RECIP, QUINCY | Compressors-Air-Reciprocating | HVC | PM | FOS | OPERATING | 3 | 2024-02-05
KYFFACP001 | K6-2096 | FACP, SIMPLEX 4005 | FACP | PSY | PM | FOS | OPERATING | 3 | 2023-03-20
KYFH1200 | K6-2096 | HYDRANT, FIRE | Hydrant | WWS | PM | FOS | OPERATING | 3 | 2023-09-23
KYFH1360 | K6-2096 | HYDRANT, FIRE | Hydrant | WWS | PM | FOS | OPERATING | 3 | 2023-09-24
KYFSYWS001 | K6-2096 | WET PIPE SPRINKLER SYSTEM | Wet Pipe | PSY | PM | FOS | OPERATING | 3 | 2023-11-14
KYS12001 | K6-2096 | BFP FEBCO 825Y 3/4" S/N S1417 | BFP | WWS | PM | FOS | OPERATING | 3 | 2024-02-18
KYS12002 | K6-2096 | BFP 4" FEBCO, DC, 870V, S/N 971125336 | BFP | WWS | PM | FOS | OPERATING | 4 | 2024-02-02
L5-0583ELVVL | L5-0583 | BLDG. L5-0583 ELV ELECTRICAL LOW VOLTAGE SUBSYSTEMS | Panel-LV | ELV | HO | FOS | OPERATING | 4 | 2014-10-06
L5303001 | K6-0947B | SHOWER & EYEWASH HAWS MN 0067000028 | Shwr-Eyewash | WWS | N/A | XSD | DECOMMISSIONED | 4 | 2014-03-17
L5502001B | K6-0947B | BEAM, FALL PROTECTION SYSTEM | Fall Prot | STR | PM | FOS | OPERATING | 4 | 2023-11-03
L5A01001 | K6-0947B | COOLING TOWER UT/ANX CERAMIC M/N CT-1572 | Cooling Tower | HVC | PM | FOS | OPERATING | 2 | 2022-07-13
L5A02001 | K6-0947B | CONDENSER WATER PUMP #1, 4160v, PEERLESS S/N 258065 | Pump-Pad Mount-(CHW/CW)-GT10HP | HVC | N/A | XSD | DECOMMISSIONED | 2 | 2016-09-19
L5A0200101 | K6-0947B | MOTOR, ELECTRIC, CONDENSER WATER PUMP #1 | Motor GE 150HP | HVC | N/A | XSD | DECOMMISSIONED | 2 | 2018-05-31
L5A02002 | K6-0947B | CONDENSER WATER PUMP #2, 4160v, PEERLESS S/N 258066 | Pump-Pad Mount-(CHW/CW)-GT10HP | HVC | N/A | XSD | DECOMMISSIONED | 2 | 2016-09-19
L5A0200201 | K6-0947B | MOTOR, ELECTRIC, CONDENSER WATER PUMP #2 | Motor GE 150HP | HVC | N/A | XSD | DECOMMISSIONED | 2 | 2018-05-31
L5A02003 | K6-0947B | CONDENSER WATER PUMP #3, 4160v, PEERLESS S/N 258067 | Pump-Pad Mount-(CHW/CW)-GT10HP | HVC | N/A | XSD | DECOMMISSIONED | 2 | 2017-11-13
L5A0200301 | K6-0947B | MOTOR, ELECTRIC, CONDENSER WATER PUMP #3 | Motor GE 150HP | HVC | N/A | XSD | DECOMMISSIONED | 2 | 2018-05-31
L5A02004 | K6-0947B | CONDENSER WATER PUMP #4, 4160v, PEERLESS S/N 258068 | Pump-Pad Mount-(CHW/CW)-GT10HP | HVC | N/A | XSD | DECOMMISSIONED | 2 | 2017-11-13
L5A0200401 | K6-0947B | MOTOR, ELECTRIC, CONDENSER WATER PUMP #4 | Motor GE 150HP | HVC | N/A | XSD | DECOMMISSIONED | 2 | 2016-07-18
L5A03001 | K6-0947B | GEARBOX, TOWER FAN 1 | Gearbox-HVAC | HVC | N/A | XSD | DECOMMISSIONED | 2 | 2018-05-31
L5A0300101 | K6-0947B | MOTOR, TOWER FAN 1 | Motor GE 75HP (U/A and IACP only) | HVC | N/A | XSD | DECOMMISSIONED | 3 | 2018-04-20
L5A03002 | K6-0947B | GEARBOX, TOWER FAN 2 | Gearbox-HVAC | HVC | N/A | XSD | DECOMMISSIONED | 2 | 2018-05-31
L5A0300201 | K6-0947B | MOTOR, TOWER FAN 2 | Motor GE 75HP (U/A and IACP only) | HVC | N/A | XSD | DECOMMISSIONED | 3 | 2018-04-20
L5A03003 | K6-0947B | GEARBOX, TOWER FAN 3 | Gearbox-HVAC | HVC | N/A | XSD | DECOMMISSIONED | 2 | 2018-05-31
L5A0300301 | K6-0947B | MOTOR, TOWER FAN 3 | Cooling Tower | HVC | N/A | XSD | DECOMMISSIONED | 2 | 2016-08-15
L5A03004 | K6-0947B | GEARBOX, TOWER FAN 4 | Gearbox-HVAC | HVC | N/A | XSD | DECOMMISSIONED | 2 | 2018-05-31
L5A0300401 | K6-0947B | MOTOR, TOWER FAN 4 | Motor GE 75HP (U/A and IACP only) | HVC | N/A | XSD | DECOMMISSIONED | 3 | 2018-04-20
L5AHCCT001 | K6-0947B | Cooling Tower Cell #1 | Gearbox-HVAC | HVC | PMHL | FOS | OPERATING | 2 | 2024-04-29
L5AHCCT001-1 | K6-0947B | Motor, Tower Fan #1 | Motor GE 75HP (U/A and IACP only) | HVC | PM | FOS | OPERATING | 4 | 2024-01-05
L5AHCCT002 | K6-0947B | Cooling Tower Cell #2 | Gearbox-HVAC | HVC | PMHL | FOS | OPERATING | 2 | 2024-04-29
L5AHCCT002-1 | K6-0947B | Motor, Tower Fan #2 | Motor GE 75HP (U/A and IACP only) | HVC | PM | FOS | OPERATING | 4 | 2024-01-11
L5AHCCT003 | K6-0947B | Cooling Tower Cell #3 | Gearbox-HVAC | HVC | PMHL | FOS | OPERATING | 2 | 2024-04-29
L5AHCCT003-1 | K6-0947B | Motor, Tower Fan #3 | Motor GE 75HP (U/A and IACP only) | HVC | PM | FOS | OPERATING | 3 | 2024-01-24
L5AHCCT004 | K6-0947B | Cooling Tower Cell #4 | Gearbox-HVAC | HVC | PMHL | FOS | OPERATING | 2 | 2024-04-29
L5AHCCT004-1 | K6-0947B | Motor, Tower Fan #4 | Motor GE 75HP (U/A and IACP only) | HVC | PM | FOS | OPERATING | 4 | 2024-01-12
L5AHCPP001 | K6-0947B | Condenser Water Pump #1 | Pump-Vertical-(CHW/CW)-Plant | HVC | PM | FOS | OPERATING | 3 | 2023-11-22
L5AHCPP001-1 | K6-0947B | Motor, CWP #1 | Motor GE 75HP (U/A and IACP only) | HVC | PM | FOS | OPERATING | 4 | 2024-04-05
L5AHCPP002 | K6-0947B | Condenser Water Pump #2 | Pump-Vertical-(CHW/CW)-Plant | HVC | PM | FOS | OPERATING | 4 | 2023-11-01
L5AHCPP002-1 | K6-0947B | Motor, CWP #2 | Motor GE 75HP (U/A and IACP only) | HVC | PM | FOS | OPERATING | 4 | 2024-04-05
L5AHCPP003 | K6-0947B | Condenser Water Pump #3 | Pump-Vertical-(CHW/CW)-Plant | HVC | PM | FOS | OPERATING | 3 | 2023-11-09
L5AHCPP003-1 | K6-0947B | Motor, CWP #3 | Motor GE 75HP (U/A and IACP only) | HVC | PM | FOS | OPERATING | 4 | 2024-04-04
L5AHCPP004 | K6-0947B | Condenser Water Pump #4 | Pump-Vertical-(CHW/CW)-Plant | HVC | PM | FOS | OPERATING | 3 | 2023-11-22
L5AHCPP004-1 | K6-0947B | Motor, CWP #4 | Motor GE 75HP (U/A and IACP only) | HVC | PM | FOS | OPERATING | 4 | 2024-04-04
L5S12001 | K6-0947B | BFP FEBCO 3/4" RPZ 825Y S/N AG3905 | BFP | WWS | PM | FOS | OPERATING | 3 | 2023-06-16
L5S12004 | K6-0947B | BFP FEBCO 880 RP 3", S/N 9606241334 | BFP | WWS | N/A | XSD | DECOMMISSIONED | 1 | 2015-12-10
L5S12005 | K6-0947B | BFP WATTS 1" RPZ 007 S/N 150674 | BFP | WWS | PM | FOS | OPERATING | 4 | 2023-12-20
L6101001 | K6-2496 | EXHAUST FAN, RR, S/N 57540-01 | Fan-Exhaust-LT100HP | HVC | RTF | FOS | OPERATING | 4 | 2011-04-29
L6101002 | K6-2496 | EXHAUST FAN, RR, S/N 57540-01301 | Fan-Exhaust-LT100HP | HVC | RTF | FOS | OPERATING | 4 | 2011-04-29
L6101003 | K6-2496 | EXHAUST FAN, RR, AMMER S/N 57540-01-10 | Fan-Exhaust-LT100HP | HVC | RTF | FOS | OPERATING | 4 | 2011-04-29
L6201001 | K6-2496 | LIGHTNING PROTECTION SYSTEM | Lightning Prot-ORD | ELV | N/A | XSD | DECOMMISSIONED | 4 | 2021-02-08
L6201001-R1 | K6-2496 | LIGHTNING PROTECTION SYSTEM | Lightning Prot-ORD | ELV | PM | FOS | OPERATING | 4 | 2024-02-03
L6308001 | K6-2496 | FILTER, CUNO, ICE MACHINE | Filters-Water | WWS | PMHL | FOS | OPERATING | 4 | 2014-10-09
L6308002 | K6-2496 | FILTER, WATER, AQUA PURE AP11T | Filters-Water | WWS | PM | FOS | OPERATING | 4 | 2024-03-14
L6308003 | K6-2496 | FILTER, WATER, AQUA PURE AP11T | Filters-Water | WWS | PM | FOS | OPERATING | 4 | 2024-03-14
L6308004 | K6-2496 | FILTER, WATER, AQUA PURE AP11T | Filters-Water | WWS | PM | FOS | OPERATING | 4 | 2024-03-14
L6501002 | K6-2496 | ROOF, SECURITY PATROL HQTRS, BUR | Roof-BUR | STR | N/A | XSD | DECOMMISSIONED | 2 | 2017-08-08
L6501002-R1 | K6-2496 | ROOF, SECURITY PATROL HQTRS, BUR | Roof-BUR | STR | PM | FOS | OPERATING | 4 | 2023-06-05
L6502001 | K6-2496B | ROOF, CANINE KENNEL & ADMIN BLDG, METAL, 1736 SF | Roof-Metal | STR | PM | FOS | OPERATING | 3 | 2023-05-23
L6A01001 | K6-2496 | A/C UNIT, PACKAGED | AHU-DX-Package-5T_30T | HVC | PM | FOS | OPERATING | 2 | 2018-01-18
L6A02001 | K6-2496 | A/C UNIT, PACKAGED | AHU-DX-Package-5T_30T | HVC | N/A | XSD | DECOMMISSIONED | 1 | 2021-12-21
L6A03001 | K6-2496 | A/C UNIT, PACKAGED | AHU-DX-Package-5T_30T | HVC | PM | FOS | OPERATING | 2 | 2016-07-18
L6A04001 | K6-2496 | A/C UNIT, PACKAGED | AHU-DX-Package-5T_30T | HVC | PM | FOS | OPERATING | 2 | 2016-07-18
L6ACACP001 | K6-2496 | AIR COMPRESSOR, RECIPROCATING, CRAFTSMAN, .6 HP, 4.9 CFM, 33 GALS | Compressors-Air-Reciprocating | HVC | N/A | XSD | DECOMMISSIONED | 3 | 2018-11-14
L6ACACP001-R1 | K6-2496 | AIR COMPRESSOR, RECIPROCATING | Compressors-Air-Reciprocating | HVC | PM | FOS | OPERATING | 4 | 2024-02-20
L6AIAAX001 | K6-2496B | AHU-1 | AHU-DX-5T_30T | HVC | N/A | XSD | DECOMMISSIONED | 5 | 2024-02-26
L6AIAAX001-R1 | K6-2496B | AHU-1 | AHU-DX-5T_30T | HVC | PM | FOS | OPERATING | 4 | 2024-04-05
L6AIAAX002 | K6-2496B | AHU-2 | AHU-DX-5T_30T | HVC | PM | FOS | OPERATING | 2 | 2024-02-26
L6AIAAX003 | K6-2496B | AHU-3 | AHU-DX-5T_30T | HVC | N/A | XSD | DECOMMISSIONED | 3 | 2023-06-07
L6AIAAX003-R1 | K6-2496B | AHU-3 | AHU-DX-5T_30T | HVC | PM | FOS | OPERATING | 5 | 2024-04-11
L6AIAAX102 | K6-2496 | A/C UNIT, PACKAGED | AHU-DX-Package-5T_30T | HVC | PM | FOS | OPERATING | 4 | 2024-05-07
L6AIACU001 | K6-2496B | CONDENSING UNIT #1, TRANE S/N 5082TCT4F | AHU-DX-Condenser | HVC | N/A | XSD | DECOMMISSIONED | 2 | 2023-11-15
L6AIACU002 | K6-2496B | CONDENSING UNIT #2, CARRIER S/N 4404G30056 | AHU-DX-Condenser | HVC | N/A | XSD | DECOMMISSIONED | 1 | 2022-11-04
L6AIACU002-R1 | K6-2496B | CONDENSING UNIT #2, CARRIER | AHU-DX-Condenser | HVC | PM | FOS | OPERATING | 4 | 2023-12-08
L6AIACU003 | K6-2496B | CONDENSING UNIT #3, TRANE S/N 6413RKJ4F | AHU-DX-Condenser | HVC | N/A | XSD | DECOMMISSIONED | 2 | 2023-11-15
L6AIAUA001 | K6-2496 | WALL UNIT, BARD S/N 310B102686941-02 | AHU-DX-Wall | HVC | RTF | FOS | OPERATING | 4 | 2011-06-15
L6AIAUA004 | K6-2496 | A/C UNIT, PACKAGED, MAKE-UP | AHU-DX-Package-5T_30T | HVC | PM | FOS | OPERATING | 1 | 2024-04-16
L6ARWIM001 | K6-2496 | ICE MACHINE, CUBE, S/N 110861643 | Refrigeration-Ice Machine-Cube | HVC | N/A | XSD | DECOMMISSIONED | 3 | 2017-03-24
L6ARWIM001-R1 | K6-2496 | E MACHINE, CUBE, S/N 1120282643 | Refrigeration-Ice Machine-Cube | HVC | PM | FOS | OPERATING | 3 | 2024-02-22
L6ARWIM002 | K6-2496 | ICE MACHINE, MANITOWOC S/N 1120015199 | Refrigeration-Ice Machine-Flake | HVC | PM | FOS | OPERATING | 3 | 2024-02-22
L6E01020 | K6-2496 | ATS-149, Automatic Transfer Switch, 480/277V, 400A | ATS | ELV | PM | FOS | OPERATING | 4 | 2024-03-06
L6E02001-R1 | K6-2496 | SS 1122 300KVA 13.2KV-480/277V FR3 TYPE PDMT COOPER | Transformers-Oil-MV | EHV | PM | FOS | OPERATING | 4 | 2022-05-13
L6F23001 | K6-2496 | VALVE, FIRE HOSE SYSTEM | Valves-Fire Hose | PSY | N/A | XSD | DECOMMISSIONED | 3 | 2015-10-27
L6FFACP001 | K6-2496B | FACP, SIMPLEX 4010 | FACP | PSY | PM | FOS | OPERATING | 3 | 2023-07-05
L6FFACP002 | K6-2496 | FACP, SIMPLEX 4005, K6-2496 | FACP | PSY | PM | FOS | OPERATING | 3 | 2023-11-07
L6FFART001 | K6-2496 | CENTRAL RADIO MONITORING SYSTEM (CRMS) TRANSCEIVER | CRMS | PSY | PM | FOS | OPERATING | 3 | 2023-11-02
L6FH1180 | K6-2496 | HYDRANT, FIRE | Hydrant | WWS | PM | FOS | OPERATING | 4 | 2023-09-26
L6FH1300 | K6-2496 | HYDRANT, FIRE | Hydrant | WWS | PM | FOS | OPERATING | 3 | 2023-09-27
L6FKPCP031 | K6-2496 | INTELLIGENT SYSTEM CONTROLLER #31 | ESS | PSY | PM | FOS | OPERATING | 3 | 2023-11-14
L6FKPDP311 | K6-2496 | DOOR PORTAL SECURITY SYSTEM | Door Portal | PSY | PM | FOS | OPERATING | 3 | 2023-11-14
L6FKPDP312 | K6-2496 | DOOR PORTAL SECURITY SYSTEM | Door Portal | PSY | PM | FOS | OPERATING | 3 | 2023-11-14
L6FSYWS001 | K6-2496B | WET PIPE SPRINKLER 4'' | Wet Pipe | PSY | PM | FOS | OPERATING | 3 | 2024-05-07
L6FSYWS002 | K6-2496 | Wet Pipe Fire Sprinkler System with FHVs | Wet Pipe | PSY | PM | FOS | OPERATING | 3 | 2024-04-26
L6S12002 | K6-2496 | BFP WATTS 909 2" S/N 172673 | BFP | WWS | PM | FOS | OPERATING | 4 | 2024-03-22
L6S12003 | K6-2496 | BFP WATTS 709 6" S/N 241021-CHAIN-BB349 LK | BFP-Fire | WWS | PM | FOS | OPERATING | 4 | 2024-03-22
L6S12004 | K6-2496B | BFP WILKINS 4" S/N J19244 | BFP-Fire | WWS | PM | FOS | OPERATING | 4 | 2024-03-22
L6S12005 | K6-2496B | BFP WATTS 1-1/2" S/N 116237 | BFP | WWS | PM | FOS | OPERATING | 4 | 2023-12-20
L7-0072ELVLU | L7-0072 | BLDG. L7-0072 ELV LIGHTNING PROTECTION SUBSYSTEMS | Lightning Prot | ELV | PMHL | FOS | OPERATING | 4 | 2010-09-27
L7-0073ELVLU | L7-0073 | BLDG. L7-0073 ELV LIGHTNING PROTECTION SUBSYSTEMS | Lightning Prot | ELV | PM | FOS | OPERATING | 4 | 2021-02-11
L7-0073ELVVL | L7-0073 | BLDG. L7-0073 ELV ELECTRICAL LOW VOLTAGE SUBSYSTEMS | Panel-LV | ELV | HO | FOS | OPERATING | 2 | 2014-08-20
L7-0251ELVFG | L7-0251 | BLDG. L7-0251 ELV FACILITY GROUNDING SUBSYSTEMS | Grounding-Ord | ELV | PM | FOS | OPERATING | 4 | 2023-09-18
L7-0251ELVLU | L7-0251 | BLDG. L7-0251 ELV LIGHTNING PROTECTION SUBSYSTEMS | Lightning Prot-ORD | ELV | PM | FOS | OPERATING | 4 | 2023-09-25
L8308002 | K6-1446D | FILTER, WATER, NSA, S/N 1101818 | Filters-Water | WWS | N/A | XSD | DECOMMISSIONED | 3 | 2016-07-21
L8501002 | K6-1446D | ROOF, BASE ELECTRIC SHOP, 5200 SF | Roof-Metal | STR | PM | FOS | OPERATING | 2 | 2022-07-26
L8501002K | K6-1446K | ROOF, METAL, ELECTRICAL MAINTENANCE FACILITY, 7500 SF | Roof-Metal | STR | PM | FOS | OPERATING | 4 | 2023-07-06
L8504001 | K6-1446K | DOOR, ELECTRIC ENT/EXIT, STANLEY SLIDING | Doors-Ped | MEC | PM | FOS | OPERATING | 4 | 2023-12-15
L8602002 | K6-1446D | HOIST, MONORAIL, ELECTRIC, 1 TON | Hoist | MEC | PM | FOS | OPERATING | 4 | 2024-05-01
L8901013-R1 | K6-1446 | ICE MACHINE, CUBE, MANITOWOC, M/N SD0422A | Refrigeration-Ice Machine-Cube | HVC | N/A | XSD | DECOMMISSIONED | 3 | 2016-09-01
L8901013-R2 | K6-1446 | ICE MACHINE, CUBE, MANITOWOC, S/N 1120196496 | Refrigeration-Ice Machine-Cube | HVC | N/A | XSD | DECOMMISSIONED | 3 | 2024-02-13
L8AIAAH001 | K6-1446K | AIR HANDLER, CHW | AHU-CHW-5T_30T | HVC | PM | FOS | OPERATING | 3 | 2024-02-16
L8AIAAH002 | K6-1446K | FAN COIL UNIT | AHU-CHW-FCU-Special | HVC | PM | FOS | OPERATING | 3 | 2024-02-16
L8AIAAH003 | K6-1446K | FAN COIL UNIT | AHU-CHW-FCU-Special | HVC | PM | FOS | OPERATING | 4 | 2024-02-16
L8AIAAH004 | K6-1446D | AIR HANDLER, ACW1 | AHU-DX-LT5T | HVC | N/A | XSD | DECOMMISSIONED | 3 | 2019-01-31
L8AIAAH004-R1 | K6-1446D | AIR HANDLER, ACW1 | AHU-DX-LT5T | HVC | PM | FOS | OPERATING | 1 | 2024-02-14
L8AIAAH005 | K6-1446D | AIR HANDLER, ACW2 | AHU-DX-LT5T | HVC | N/A | XSD | DECOMMISSIONED | 4 | 2018-01-02
L8AIAAH005-R1 | K6-1446D | AIR HANDLER, ACW2 | AHU-DX-LT5T | HVC | PM | FOS | OPERATING | 2 | 2024-04-30
L8AIACU004 | K6-1446D | CONDENSING UNIT, ACW1 | Condensing Unit | HVC | N/A | XSD | DECOMMISSIONED | 3 | 2019-01-31
L8AIACU004-R1 | K6-1446D | CONDENSING UNIT, ACW1 | Condensing Unit | HVC | PM | FOS | OPERATING | 1 | 2024-02-14
L8AIACU005 | K6-1446D | CONDENSING UNIT, ACW2 | Condensing Unit | HVC | N/A | XSD | DECOMMISSIONED | 3 | 2018-01-30
L8AIACU005-R1 | K6-1446D | CONDENSING UNIT, ACW2 | AHU-DX-Condenser | HVC | PM | FOS | OPERATING | 3 | 2023-09-23
L8AIAVE001 | K6-1446K | ENERGY RECOVERY VENTILATOR | Heat Recovery Wheel | HVC | PM | FOS | OPERATING | 4 | 2023-10-11
L8AIAVE002 | K6-1446D | ENERGY RECOVERY VENTILATOR, ERV-2 | Heat Recovery Wheel | HVC | PM | FOS | OPERATING | 4 | 2023-11-09
L8ARWIM001 | K6-1446D | ICE MACHINE, CUBE, MANITOWOC | Refrigeration-Ice Machine-Cube | HVC | N/A | XSD | DECOMMISSIONED | 2 | 2016-06-20
L8ARWIM001-R1 | K6-1446D | ICE MACHINE, CUBE, S/N 1120235218, MANITOWOC | Refrigeration-Ice Machine-Cube | HVC | PM | FOS | OPERATING | 3 | 2024-05-12
L8E01001 | K6-1446D | SS 1108 225KVA 13.8KV-277/490V (FEEDS K6-1446K) 3PH SQ D | Transformers-Oil-MV | EHV | PT | FOS | OPERATING | 2 | 2020-08-10
L8ETE007 | K6-1446D | FAULT LOCATER DISCHARGE CAPACITOR | Test Equipment | EHV | RTF | FOS | OPERATING | 4 | 2011-05-19
L8FFACC001 | K6-1446K | SIMPLEX IMS, F/A SHOP | FACP | PSY | N/A | XSD | DECOMMISSIONED | 4 | 2014-10-27
L8FFACC002 | K6-1446K | SIMPLEX TSW, F/A SHOP | CFMS | PSY | PM | FOS | OPERATING | 3 | 2022-06-02
L8FFACP001 | K6-1446K | FACP, SIMPLEX 4100U, K6-1446K | FACP | PSY | PM | FOS | OPERATING | 4 | 2024-02-26
L8FFACP002 | K6-1446D | FACP, SIMPLEX 4100U | FACP | PSY | PM | FOS | OPERATING | 3 | 2023-01-26
L8FFART001 | K6-1446K | CENTRAL RADIO MONITORING SYSTEM (CRMS) TRANSCEIVER | CRMS | PSY | PM | FOS | OPERATING | 3 | 2023-07-17
L8FFART002 | K6-1446K | CENTRAL RADIO MONITORING SYSTEM (CRMS) TRANSCEIVER | CRMS | PSY | PM | FOS | OPERATING | 3 | 2023-07-21
L8FH1200 | K6-1446K | Hydrant, Fire, Mueller 5-1/4 inch 2009 | Hydrant | WWS | PM | FOS | OPERATING | 3 | 2023-09-27
L8FH1245 | UK-0031 | HYDRANT, FIRE, MUELLER 5-1/4" 1972 | Hydrant | WWS | PM | FOS | OPERATING | 3 | 2024-04-16
L8FSYWS001 | K6-1446K | WET PIPE FIRE SPRINKLER | Wet Pipe | PSY | PM | FOS | OPERATING | 3 | 2024-02-01
L8FSYWS002 | K6-1446D | WET PIPE FIRE SPRINKLER | Wet Pipe | PSY | PM | FOS | OPERATING | 3 | 2024-02-14
L8S12001 | K6-1446K | BFP FEBCO 3 inch RP, S/N N1001080838 | BFP | WWS | PM | FOS | OPERATING | 4 | 2023-10-30
L8S12002 | K6-1446K | BFP FEBCO 6 inch DC S/N N0909140919 | BFP-Fire | WWS | PM | FOS | OPERATING | 4 | 2024-03-28
L8S12003 | K6-1446D | BFP FEBCO 6 inch DC S/N N0912301006 | BFP-Fire | WWS | PM | FOS | OPERATING | 4 | 2024-03-28
LAD22961 | N6-2296R | Ladder Antenna Products | Ladder | STR | PM | FOS | OPERATING | 4 | 2023-08-10
LAD22962 | N6-2296Q | Ladder Antenna Products | Ladder | STR | PM | FOS | OPERATING | 4 | 2023-08-10
LB2ELITE | J7-0286 | LIGHTS, EMERGENCY & EXIT, J7-0286 | Emer-Exit Lights Self Testing 2 | ELV | RTF | FOS | OPERATING | 4 | 2014-10-06
LB301002 | J7-0337 | SHOWER EYEWASH GUARDIAN | Shwr-Eyewash | WWS | PM | FOS | OPERATING | 4 | 2023-07-17
LB301003 | J7-0337 | SHOWER EYEWASH GUARDIAN | Shwr-Eyewash | WWS | PM | FOS | OPERATING | 3 | 2023-06-22
LB301004 | J7-0337 | SHOWER EYEWASH GUARDIAN | Shwr-Eyewash | WWS | PM | FOS | OPERATING | 3 | 2023-06-23
LB301005 | J7-0337 | SHOWER EYEWASH GUARDIAN | Shwr-Eyewash | WWS | PM | FOS | OPERATING | 3 | 2023-06-21
LB301006 | J7-0337 | SHOWER EYEWASH GUARDIAN | Shwr-Eyewash | WWS | PM | FOS | OPERATING | 3 | 2023-06-23
LB301007 | J7-0337 | SHOWER EYEWASH GUARDIAN | Shwr-Eyewash | WWS | PM | FOS | OPERATING | 3 | 2023-07-26
LB301008 | J7-0337 | SHOWER EYEWASH GUARDIAN | Shwr-Eyewash | WWS | PM | FOS | OPERATING | 3 | 2023-06-30
LB305001 | J7-0337 | Valve, Pressure Reducing, CLA-VAL, #014 | Valves-PRV | WWS | PM | FOS | OPERATING | 3 | 2024-03-06
LB305002 | J7-0337 | Valve, Pressure Reducing, CLA-VAL, #015 | Valves-PRV | WWS | PM | FOS | OPERATING | 3 | 2024-03-06
LB305003 | J7-0337 | PRESSURE REGULATOR, POTABLE WATER | Valves-PRV | WWS | PM | FOS | OPERATING | 3 | 2024-03-13
LB311007 | J7-0337 | EYEWASH(1), PTCR RM 103, PAD B | Shwr-Eyewash | WWS | PM | FOS | OPERATING | 3 | 2023-11-16
LB311027 | J7-0337 | SAFETY SHOWER SS-19.2 (A140004) | Shwr-Eyewash | WWS | N/A | NOS | DECOMMISSIONED | 3 | 2011-10-27
LB311028 | J7-0337 | SAFETY SHOWER SS-31.3 | Shwr-Eyewash | WWS | N/A | NOS | DECOMMISSIONED | 3 | 2011-10-27
LB31103 | J7-0337 | Pad B Perimeter Safety Showers & Eyewashes | Shwr-Eyewash | WWS | N/A | NOS | DECOMMISSIONED | 3 | 2011-10-27
LB311030 | J7-1388 | VALVE PITS, RW-15 (A37804) | Valves-Gate | WWS | N/A | XSD | DECOMMISSIONED | 3 | 2020-07-09
LB311032 | J7-1388 | VALVE PITS, RW-23 (A37702) | Valves-Gate | WWS | N/A | XSD | DECOMMISSIONED | 3 | 2020-07-09
LB311042 | J7-0337 | BACKFLOW PREVENTERS CV-16.9/CV-16.9A | BFP | WWS | N/A | XSD | DECOMMISSIONED | 2 | 2013-09-09
LB501002 | J7-0337 | ROOF, LAUNCH PAD 39B, METAL, 420 SF | Roof-Metal | STR | N/A | XSD | DECOMMISSIONED | 3 | 2022-01-20
LB501003 | J7-0337G | ROOF METAL RAIN SHELTER 744 SF | Roof-Metal | STR | PM | FOS | OPERATING | 4 | 2023-09-26
LB501100 | J7-0255 | LIGHTNING TOWER 1 | Tower | STR | N/A | NIC | NOT_IN_CONTRACT | 4 | 2013-05-01
LB501110A | J7-0255 | WEATHER ARM TOWER 1 LEVEL A | Weather Arm | STR | N/A | NIC | NOT_IN_CONTRACT | 3 | 2013-04-19
LB501110B | J7-0255 | WEATHER ARM TOWER 1 LEVEL B | Weather Arm | STR | N/A | NIC | NOT_IN_CONTRACT | 3 | 2013-04-19
LB501110C | J7-0255 | WEATHER ARM TOWER 1 LEVEL C | Weather Arm | STR | N/A | NIC | NOT_IN_CONTRACT | 3 | 2013-04-19
LB501110D | J7-0255 | WEATHER ARM TOWER 1 LEVEL D | Weather Arm | STR | N/A | NIC | NOT_IN_CONTRACT | 3 | 2013-04-19
LB501200 | J7-0255 | LIGHTNING TOWER 2 | Tower | STR | N/A | NIC | NOT_IN_CONTRACT | 4 | 2012-05-25
LB501210A | J7-0255 | WEATHER ARM TOWER 2 LEVEL A | Weather Arm | STR | N/A | NIC | NOT_IN_CONTRACT | 3 | 2013-04-19
LB501210B | J7-0255 | WEATHER ARM TOWER 2 LEVEL B | Weather Arm | STR | N/A | NIC | NOT_IN_CONTRACT | 3 | 2013-04-19
LB501210C | J7-0255 | WEATHER ARM TOWER 2 LEVEL C | Weather Arm | STR | N/A | NIC | NOT_IN_CONTRACT | 3 | 2013-04-19
LB501210D | J7-0255 | WEATHER ARM TOWER 2 LEVEL D | Weather Arm | STR | N/A | NIC | NOT_IN_CONTRACT | 3 | 2013-05-14
LB501300 | J7-0255 | LIGHTNING TOWER 3 | Tower | STR | N/A | NIC | NOT_IN_CONTRACT | 5 | 2012-07-11
LB501310A | J7-0255 | WEATHER ARM TOWER 3 LEVEL A | Weather Arm | STR | N/A | NIC | NOT_IN_CONTRACT | 3 | 2013-04-19
LB501310B | J7-0255 | WEATHER ARM TOWER 3 LEVEL B | Weather Arm | STR | N/A | NIC | NOT_IN_CONTRACT | 3 | 2013-04-25
LB501310C | J7-0255 | WEATHER ARM TOWER 3 LEVEL C | Weather Arm | STR | N/A | NIC | NOT_IN_CONTRACT | 3 | 2013-04-19
LB501310D | J7-0255 | WEATHER ARM TOWER 3 LEVEL D | Weather Arm | STR | N/A | NIC | NOT_IN_CONTRACT | 3 | 2013-04-19
LB601001 | J7-0255 | ELEVATOR, 1200 LBS, TOWER 1 | Elevator, Rack & Pinion | MEC | PM/AS | NOS | DECOMMISSIONED | 4 | 2023-02-23
LB602001 | J7-0255 | ELEVATOR, 1200 LBS, TOWER 2 | Elevator, Rack & Pinion | MEC | PM/AS | NOS | OPERATING | 4 | 2022-11-03
LB603001 | J7-0255 | ELEVATOR, 1200 LBS, TOWER 3 | Elevator, Rack & Pinion | MEC | PM/AS | NOS | DECOMMISSIONED | 4 | 2023-02-24
LB603001-D | J7-0337 | Elevator, Hydraulic, Pad B, #3, with 168 Gallon Tank | Elevator, Hydraulic | MEC | PM | FOS | OPERATING | 4 | 2024-05-13
LB604001 | J7-0337 | Elevator #1, Traction, 5000 LBS Capacity, 250 FPM | Elevator, Traction, Gear | MEC | PM | FOS | OPERATING | 4 | 2024-05-13
LB605001 | J7-0337 | Elevator #2, Traction, 5000 LBS Capacity, 250 FPM | Elevator, Traction, Gear | MEC | PM | FOS | OPERATING | 4 | 2024-05-13
LBACWAH001 | J7-0337 | AHU-1, PTCR RM 217, J7-0337 (480 Volt, Local Service Disconnect) | AHU-CHW-5T_30T | HVC | PM | FOS | OPERATING | 4 | 2024-02-02
LBACWAH002 | J7-0337 | AHU-2, PTCR RM 217, J7-0337 (480 Volt, Local Service Disconnect) | AHU-CHW-5T_30T | HVC | PM | FOS | OPERATING | 3 | 2024-02-13
LBACWAH003 | J7-0337 | AHU-3, PTCR RM 107, J7-0337 (480 Volt, Local Service Disconnect) | AHU-CHW-5T_30T | HVC | PM | FOS | OPERATING | 3 | 2024-02-19
LBACWAH004 | J7-0337 | AHU-4, PTCR RM 107, J7-0337 (480 Volt, Local Service Disconnect) | AHU-CHW-5T_30T | HVC | PM | FOS | OPERATING | 3 | 2024-02-13
LBACWAH005 | J7-0337 | AHU-5, ECS Room, J7-0337 (480 Volt, Local Service Disconnect) | AHU-CHW-5T_30T | HVC | PM | FOS | OPERATING | 3 | 2024-02-02
LBACWAH006 | J7-0337 | AHU-6, ECS Room, J7-0337 (480 Volt, Local Service Disconnect) | AHU-CHW-5T_30T | HVC | PM | FOS | OPERATING | 3 | 2024-02-15
LBACWCH001 | J7-0337 | WC-1, J7-0337 (480 VAC, Local Service Disconnect) | Chiller | HVC | PM | FOS | OPERATING | 3 | 2023-08-24
LBACWCH002 | J7-0337 | WC-2, J7-0337 (480 VAC, Local Service Disconnect) | Chiller | HVC | PM | FOS | OPERATING | 4 | 2024-04-11
LBACWCH003 | J7-0337 | WC-3, J7-0337 (480 VAC, Local Service Disconnect) | Chiller | HVC | PM | FOS | OPERATING | 4 | 2024-04-11
LBAHCCT001 | J7-0337 | CT-1, J7-0337 (480 VAC, Local Service Disconnect) | Cooling Tower | HVC | PM | FOS | OPERATING | 3 | 2024-04-11
LBAHCCT002 | J7-0337 | CT-2, J7-0337 (480 VAC, Local Service Disconnect) | Cooling Tower | HVC | PM | FOS | OPERATING | 3 | 2024-04-11
LBAHCPP001 | J7-0385 | P-1, J7-0385 (40 HP, 480 VAC, Local Service Disconnect | Pump-Pad Mount-(CHW/CW)-GT10HP | HVC | PM | FOS | OPERATING | 4 | 2024-04-23
LBAHCPP002 | J7-0385 | P-2, J7-0385 (40 HP, 480 VAC, Local Service Disconnect | Pump-Pad Mount-(CHW/CW)-GT10HP | HVC | PM | FOS | OPERATING | 4 | 2024-04-23
LBAHCPP003 | J7-0337 | P-3, J7-0337 (50 HP, 480 VAC, Local Service Disconnect | Pump-Pad Mount-(CHW/CW)-GT10HP | HVC | PM | FOS | OPERATING | 3 | 2024-04-18
LBAHCPP004 | J7-0337 | P-4, J7-0337 (50 HP, 480 VAC, Local Service Disconnect | Pump-Pad Mount-(CHW/CW)-GT10HP | HVC | PM | FOS | OPERATING | 3 | 2024-04-19
LBAIAAX003 | J7-0337 | DX-1, Package AC Unit (277 VAC, Local Service Disconnect) | AHU-DX-Package-LT5T | HVC | PM | FOS | OPERATING | 1 | 2022-10-04
LBE01000-R1 | J7-0337 | SWSTA 1001 1200A 15KV ENCL BUS PT/CT MTR CONTROLS ABB | Bus-MV | EHV | PM | FOS | OPERATING | 3 | 2021-05-27
LBE01101 | J7-0337 | VCB 1 BUS 1 FDR 612 1200A 15KV CUB. 1B/1001 ABB | Circuit Breaker-VCB | EHV | PM | FOS | OPERATING | 4 | 2021-03-12
LBE0110101 | J7-0337 | RELAY, SEL-351A (BUS 1 FDR 612) SS-1001/CUB. 1B | Relays-MV | EHV | PM | FOS | OPERATING | 3 | 2023-06-22
LBE01103 | J7-0337 | VCB 2 BUS 1/2 TIE 1200A 15KV CUB. 3B/1001 ABB | Circuit Breaker-VCB | EHV | PM | FOS | OPERATING | 4 | 2021-03-12
LBE0110301 | J7-0337 | RELAY, SEL-351A (BUS 1/2) SS-1001/TIE CUB. 3B | Relays-MV | EHV | PM | FOS | OPERATING | 3 | 2023-06-22
LBE01104 | J7-0337 | VCB 4 BUS 2 FDR 606 1200A 15KV CUB. 4B/1001 ABB | Circuit Breaker-VCB | EHV | PM | FOS | OPERATING | 4 | 2021-05-27
LBE0110401 | J7-0337 | RELAY, SEL-351A (BUS 2 FDR 606) SS-1001/CUB 4B | Relays-MV | EHV | PM | FOS | OPERATING | 3 | 2024-01-22
LBE01106 | J7-0337 | VCB 6 BUS 2/3 TIE 1200A 15KV CUB. 5B/1001 ABB | Circuit Breaker-VCB | EHV | PM | FOS | OPERATING | 4 | 2021-03-18
LBE0110601 | J7-0337 | RELAY, SEL-351A (BUS 2/3) SS-1001/TIE CUB. 5B | Relays-MV | EHV | PM | FOS | OPERATING | 3 | 2024-01-22
LBE01107 | J7-0337 | VCB 7 BUS 3 FDR 518 1200A 15KV CUB. 7B/1001 ABB | Circuit Breaker-VCB | EHV | PM | FOS | OPERATING | 4 | 2021-03-18
LBE0110701 | J7-0337 | RELAY, SEL-351A (BUS 3 FDR 518) SS-1001/CUB 7B | Relays-MV | EHV | PM | FOS | OPERATING | 4 | 2024-01-31
LBE02003 | J7-0337 | VFI 1002/1A 15KV 600A S#V98102 6 POS SF6 GAS P-E | Vacuum Fault Interrupter | EHV | PT | FOS | OPERATING | 4 | 2024-04-11
LBE0200301 | J7-0337 | Relay, Basler BE1-50/51M, Overcurrent, VFI 1002 1A Position 1, Phase A | Relays-MV | EHV | PM | FOS | OPERATING | 4 | 2023-10-03
LBE0200302 | J7-0337 | Relay, Basler BE1-50/51M, Overcurrent, VFI 1002 1A Position 1, Phase B | Relays-MV | EHV | PM | FOS | OPERATING | 4 | 2023-10-03
LBE0200303 | J7-0337 | Relay, Basler BE1-50/51M, Overcurrent, VFI 1002 1A Position 1, Phase C | Relays-MV | EHV | PM | FOS | OPERATING | 4 | 2023-10-03
LBE0200304 | J7-0337 | Relay, Basler BE1-50/51M, Overcurrent, VFI 1002 1A Position 1, Ground | Relays-MV | EHV | PM | FOS | OPERATING | 4 | 2023-10-03
LBE0200305 | J7-0337 | Relay, Basler BE1-50/51M, Overcurrent, VFI 1002 1A Position 2, Phase A | Relays-MV | EHV | PM | FOS | OPERATING | 4 | 2023-10-04
LBE0200306 | J7-0337 | Relay, Basler BE1-50/51M, Overcurrent, VFI 1002 1A Position 2, Phase B | Relays-MV | EHV | PM | FOS | OPERATING | 4 | 2023-10-04
LBE0200307 | J7-0337 | Relay, Basler BE1-50/51M, Overcurrent, VFI 1002 1A Position 2, Phase C | Relays-MV | EHV | PM | FOS | OPERATING | 4 | 2023-10-04
LBE0200308 | J7-0337 | Relay, Basler BE1-50/51M, Overcurrent, VFI 1002 1A Position 2, Ground | Relays-MV | EHV | PM | FOS | OPERATING | 4 | 2023-10-04
LBE0200309 | J7-0337 | Relay, Basler BE1-50/51M, Overcurrent, VFI 1002 1A Position 3, Phase A | Relays-MV | EHV | PM | FOS | OPERATING | 4 | 2023-10-12
LBE0200310 | J7-0337 | Relay, Basler BE1-50/51M, Overcurrent, VFI 1002 1A Position 3, Phase B | Relays-MV | EHV | PM | FOS | OPERATING | 4 | 2023-10-12
LBE0200311 | J7-0337 | Relay, Basler BE1-50/51M, Overcurrent, VFI 1002 1A Position 3, Phase C | Relays-MV | EHV | PM | FOS | OPERATING | 4 | 2023-10-12
LBE0200312 | J7-0337 | Relay, Basler BE1-50/51M, Overcurrent, VFI 1002 1A Position 3, Ground | Relays-MV | EHV | PM | FOS | OPERATING | 4 | 2023-10-12
LBE0200313 | J7-0337 | Relay, Basler BE1-50/51M, Overcurrent, VFI 1002 1A Position 4, Phase A | Relays-MV | EHV | PM | FOS | OPERATING | 4 | 2023-10-12
LBE0200314 | J7-0337 | Relay, Basler BE1-50/51M, Overcurrent, VFI 1002 1A Position 4, Phase B | Relays-MV | EHV | PM | FOS | OPERATING | 4 | 2023-10-12
LBE0200315 | J7-0337 | Relay, Basler BE1-50/51M, Overcurrent, VFI 1002 1A Position 4, Phase C | Relays-MV | EHV | PM | FOS | OPERATING | 4 | 2023-10-12
LBE0200316 | J7-0337 | Relay, Basler BE1-50/51M, Overcurrent, VFI 1002 1A Position 4, Ground | Relays-MV | EHV | PM | FOS | OPERATING | 4 | 2023-10-12
LBE02004 | J7-0337 | VFI 1002/1B 15KV 600A S#V98104 6 POS SF6 GAS P-E | Vacuum Fault Interrupter | EHV | PT | FOS | OPERATING | 4 | 2024-04-12
LBE0200481 | J7-0337 | Relay, Basler BE1-50/51M, Overcurrent, VFI 1002 1B Position 1, Phase A | Relays-MV | EHV | PM | FOS | OPERATING | 4 | 2023-08-01
LBE0200482 | J7-0337 | Relay, Basler BE1-50/51M, Overcurrent, VFI 1002 1B Position 1, Phase B | Relays-MV | EHV | PM | FOS | OPERATING | 4 | 2023-08-01
LBE0200483 | J7-0337 | Relay, Basler BE1-50/51M, Overcurrent, VFI 1002 1B Position 1, Phase C | Relays-MV | EHV | PM | FOS | OPERATING | 4 | 2023-08-01
LBE0200484 | J7-0337 | Relay, Basler BE1-50/51M, Overcurrent, VFI 1002 1B Position 1, Ground | Relays-MV | EHV | PM | FOS | OPERATING | 4 | 2023-08-01
LBE0200485 | J7-0337 | Relay, Basler BE1-50/51M, Overcurrent, VFI 1002 1B Position 2, Phase A | Relays-MV | EHV | PM/AS | NOS | DECOMMISSIONED | 4 | 2023-08-03
LBE0200486 | J7-0337 | Relay, Basler BE1-50/51M, Overcurrent, VFI 1002 1B Position 2, Phase B | Relays-MV | EHV | PM/AS | NOS | DECOMMISSIONED | 4 | 2023-08-03
LBE0200487 | J7-0337 | Relay, Basler BE1-50/51M, Overcurrent, VFI 1002 1B Position 2, Phase C | Relays-MV | EHV | PM/AS | NOS | DECOMMISSIONED | 4 | 2023-08-03
LBE0200488 | J7-0337 | Relay, Basler BE1-50/51M, Overcurrent, VFI 1002 1B Position 2, Ground | Relays-MV | EHV | PM/AS | NOS | DECOMMISSIONED | 4 | 2023-08-03
LBE0200489 | J7-0337 | Relay, Basler BE1-50/51M, Overcurrent, VFI 1002 1B Position 3, Phase A | Relays-MV | EHV | PM | FOS | OPERATING | 4 | 2023-08-14
LBE0200490 | J7-0337 | Relay, Basler BE1-50/51M, Overcurrent, VFI 1002 1B Position 3, Phase B | Relays-MV | EHV | PM | FOS | OPERATING | 4 | 2023-08-14
LBE0200491 | J7-0337 | Relay, Basler BE1-50/51M, Overcurrent, VFI 1002 1B Position 3, Phase C | Relays-MV | EHV | PM | FOS | OPERATING | 4 | 2023-08-14
LBE0200492 | J7-0337 | Relay, Basler BE1-50/51M, Overcurrent, VFI 1002 1B Position 3, Ground | Relays-MV | EHV | PM | FOS | OPERATING | 4 | 2023-08-14
LBE0200493 | J7-0337 | Relay, Basler BE1-50/51M, Overcurrent, VFI 1002 1B Position 4, Phase A | Relays-MV | EHV | PM | FOS | OPERATING | 4 | 2023-08-25
LBE0200494 | J7-0337 | Relay, Basler BE1-50/51M, Overcurrent, VFI 1002 1B Position 4, Phase B | Relays-MV | EHV | PM | FOS | OPERATING | 4 | 2023-08-25
LBE0200495 | J7-0337 | Relay, Basler BE1-50/51M, Overcurrent, VFI 1002 1B Position 4, Phase C | Relays-MV | EHV | PM | FOS | OPERATING | 4 | 2023-08-25
LBE0200496 | J7-0337 | Relay, Basler BE1-50/51M, Overcurrent, VFI 1002 1B Position 4, Ground | Relays-MV | EHV | PM | FOS | OPERATING | 4 | 2023-08-25
LBE02005 | J7-0337 | VFI 1002/1C 15KV 600A S#V98101 6 POS SF6 GAS P-E | Vacuum Fault Interrupter | EHV | PT | FOS | OPERATING | 3 | 2024-04-11
LBE0200537 | J7-0337 | Relay, Basler BE1-50/51M, Overcurrent, VFI 1002 1C Position 1, Phase A | Relays-MV | EHV | PM | FOS | OPERATING | 4 | 2023-07-05
LBE0200538 | J7-0337 | Relay, Basler BE1-50/51M, Overcurrent, VFI 1002 1C Position 1, Phase B | Relays-MV | EHV | PM | FOS | OPERATING | 4 | 2023-07-05
LBE0200539 | J7-0337 | Relay, Basler BE1-50/51M, Overcurrent, VFI 1002 1C Position 1, Phase C | Relays-MV | EHV | PM | FOS | OPERATING | 4 | 2023-07-05
LBE0200540 | J7-0337 | Relay, Basler BE1-50/51M, Overcurrent, VFI 1002 1C Position 1, Ground | Relays-MV | EHV | PM | FOS | OPERATING | 4 | 2023-07-05
LBE0200541 | J7-0337 | Relay, Basler BE1-50/51M, Overcurrent, VFI 1002 1C Position 2, Phase A | Relays-MV | EHV | PM | FOS | OPERATING | 4 | 2023-07-06
LBE0200542 | J7-0337 | Relay, Basler BE1-50/51M, Overcurrent, VFI 1002 1C Position 2, Phase B | Relays-MV | EHV | PM | FOS | OPERATING | 4 | 2023-07-06
LBE0200543 | J7-0337 | Relay, Basler BE1-50/51M, Overcurrent, VFI 1002 1C Position 2, Phase C | Relays-MV | EHV | PM | FOS | OPERATING | 4 | 2023-07-06
LBE0200544 | J7-0337 | Relay, Basler BE1-50/51M, Overcurrent, VFI 1002 1C Position 2, Ground | Relays-MV | EHV | PM | FOS | OPERATING | 4 | 2023-07-06
LBE0200545 | J7-0337 | Relay, Basler BE1-50/51M, Overcurrent, VFI 1002 1C Position 3, Phase A | Relays-MV | EHV | PM | FOS | OPERATING | 4 | 2023-07-10
LBE0200546 | J7-0337 | Relay, Basler BE1-50/51M, Overcurrent, VFI 1002 1C Position 3, Phase B | Relays-MV | EHV | PM | FOS | OPERATING | 4 | 2023-07-10
LBE0200547 | J7-0337 | Relay, Basler BE1-50/51M, Overcurrent, VFI 1002 1C Position 3, Phase C | Relays-MV | EHV | PM | FOS | OPERATING | 4 | 2023-07-10
LBE0200548 | J7-0337 | Relay, Basler BE1-50/51M, Overcurrent, VFI 1002 1C Position 3, Ground | Relays-MV | EHV | PM | FOS | OPERATING | 4 | 2023-07-10
LBE02006 | J7-0337 | VFI 1002/2A 15KV 600A S#V98099 6 POS SF6 GAS P-E | Vacuum Fault Interrupter | EHV | PT | FOS | OPERATING | 3 | 2024-04-11
LBE0200617 | J7-0337 | Relay, Basler BE1-50/51M, Overcurrent, VFI 1002 2A Position 1, Phase A | Relays-MV | EHV | PM | FOS | OPERATING | 4 | 2023-06-23
LBE0200618 | J7-0337 | Relay, Basler BE1-50/51M, Overcurrent, VFI 1002 2A Position 1, Phase B | Relays-MV | EHV | PM | FOS | OPERATING | 4 | 2023-06-22
LBE0200619 | J7-0337 | Relay, Basler BE1-50/51M, Overcurrent, VFI 1002 2A Position 1, Phase C | Relays-MV | EHV | PM | FOS | OPERATING | 4 | 2023-06-22
LBE0200620 | J7-0337 | Relay, Basler BE1-50/51M, Overcurrent, VFI 1002 2A Position 1, Ground | Relays-MV | EHV | PM | FOS | OPERATING | 4 | 2023-06-22
LBE0200621 | J7-0337 | Relay, Basler BE1-50/51M, Overcurrent, VFI 1002 2A Position 2, Phase A | Relays-MV | EHV | PM | FOS | OPERATING | 4 | 2023-06-28
LBE0200622 | J7-0337 | Relay, Basler BE1-50/51M, Overcurrent, VFI 1002 2A Position 2, Phase B | Relays-MV | EHV | PM | FOS | OPERATING | 4 | 2023-06-27
LBE0200623 | J7-0337 | Relay, Basler BE1-50/51M, Overcurrent, VFI 1002 2A Position 2, Phase C | Relays-MV | EHV | PM | FOS | OPERATING | 4 | 2023-06-28
LBE0200624 | J7-0337 | Relay, Basler BE1-50/51M, Overcurrent, VFI 1002 2A Position 2, Ground | Relays-MV | EHV | PM | FOS | OPERATING | 4 | 2023-06-28
LBE0200625 | J7-0337 | Relay, Basler BE1-50/51M, Overcurrent, VFI 1002 2A Position 3, Phase A | Relays-MV | EHV | PM | FOS | OPERATING | 4 | 2023-08-04
LBE0200626 | J7-0337 | Relay, Basler BE1-50/51M, Overcurrent, VFI 1002 2A Position 3, Phase B | Relays-MV | EHV | PM | FOS | OPERATING | 4 | 2023-08-04
LBE0200627 | J7-0337 | Relay, Basler BE1-50/51M, Overcurrent, VFI 1002 2A Position 3, Phase C | Relays-MV | EHV | PM | FOS | OPERATING | 4 | 2023-08-04
LBE0200628 | J7-0337 | Relay, Basler BE1-50/51M, Overcurrent, VFI 1002 2A Position 3, Ground | Relays-MV | EHV | PM | FOS | OPERATING | 4 | 2023-08-04
LBE0200629 | J7-0337 | Relay, Basler BE1-50/51M, Overcurrent, VFI 1002 2A Position 4, Phase A | Relays-MV | EHV | PM | FOS | OPERATING | 4 | 2023-07-11
LBE0200630 | J7-0337 | Relay, Basler BE1-50/51M, Overcurrent, VFI 1002 2A Position 4, Phase B | Relays-MV | EHV | PM | FOS | OPERATING | 4 | 2023-07-11
LBE0200631 | J7-0337 | Relay, Basler BE1-50/51M, Overcurrent, VFI 1002 2A Position 4, Phase C | Relays-MV | EHV | PM | FOS | OPERATING | 4 | 2023-07-11
LBE0200632 | J7-0337 | Relay, Basler BE1-50/51M, Overcurrent, VFI 1002 2A Position 4, Ground | Relays-MV | EHV | PM | FOS | OPERATING | 4 | 2023-07-11
LBE02007 | J7-0337 | VFI 1002/2B 15KV 600A S#1000817 6 POS SF6 GAS P-E | Vacuum Fault Interrupter | EHV | PT | FOS | OPERATING | 4 | 2024-04-24
LBE0200749 | J7-0337 | Relay, Basler BE1-50/51M, Overcurrent, VFI 1002 2B Position 1, Phase A | Relays-MV | EHV | PM | FOS | OPERATING | 4 | 2023-07-14
LBE0200750 | J7-0337 | Relay, Basler BE1-50/51M, Overcurrent, VFI 1002 2B Position 1, Phase B | Relays-MV | EHV | PM | FOS | OPERATING | 4 | 2023-07-14
LBE0200751 | J7-0337 | Relay, Basler BE1-50/51M, Overcurrent, VFI 1002 2B Position 1, Phase C | Relays-MV | EHV | PM | FOS | OPERATING | 4 | 2023-07-14
LBE0200752 | J7-0337 | Relay, Basler BE1-50/51M, Overcurrent, VFI 1002 2B Position 1, Ground | Relays-MV | EHV | PM | FOS | OPERATING | 4 | 2023-07-14
LBE0200753 | J7-0337 | Relay, Basler BE1-50/51M, Overcurrent, VFI 1002 2B Position 2, Phase A | Relays-MV | EHV | PM | FOS | OPERATING | 4 | 2023-07-17
LBE0200754 | J7-0337 | Relay, Basler BE1-50/51M, Overcurrent, VFI 1002 2B Position 2, Phase B | Relays-MV | EHV | PM | FOS | OPERATING | 4 | 2023-07-17
LBE0200755 | J7-0337 | Relay, Basler BE1-50/51M, Overcurrent, VFI 1002 2B Position 2, Phase C | Relays-MV | EHV | PM | FOS | OPERATING | 4 | 2023-07-17
LBE0200756 | J7-0337 | Relay, Basler BE1-50/51M, Overcurrent, VFI 1002 2B Position 2, Ground | Relays-MV | EHV | PM | FOS | OPERATING | 4 | 2023-07-17
LBE0200757 | J7-0337 | Relay, Basler BE1-50/51M, Overcurrent, VFI 1002 2B Position 3, Phase A | Relays-MV | EHV | PM | FOS | OPERATING | 4 | 2023-07-18
LBE0200758 | J7-0337 | Relay, Basler BE1-50/51M, Overcurrent, VFI 1002 2B Position 3, Phase B | Relays-MV | EHV | PM | FOS | OPERATING | 4 | 2023-07-18
LBE0200759 | J7-0337 | Relay, Basler BE1-50/51M, Overcurrent, VFI 1002 2B Position 3, Phase C | Relays-MV | EHV | PM | FOS | OPERATING | 4 | 2023-07-18
LBE0200760 | J7-0337 | Relay, Basler BE1-50/51M, Overcurrent, VFI 1002 2B Position 3, Ground | Relays-MV | EHV | PM | FOS | OPERATING | 4 | 2023-07-18
LBE0200761 | J7-0337 | Relay, Basler BE1-50/51M, Overcurrent, VFI 1002 2B Position 4, Phase A | Relays-MV | EHV | PM | FOS | OPERATING | 4 | 2023-07-26
LBE0200762 | J7-0337 | Relay, Basler BE1-50/51M, Overcurrent, VFI 1002 2B Position 4, Phase B | Relays-MV | EHV | PM | FOS | OPERATING | 4 | 2023-07-27
LBE0200763 | J7-0337 | Relay, Basler BE1-50/51M, Overcurrent, VFI 1002 2B Position 4, Phase C | Relays-MV | EHV | PM | FOS | OPERATING | 4 | 2023-07-27
LBE0200764 | J7-0337 | Relay, Basler BE1-50/51M, Overcurrent, VFI 1002 2B Position 4, Ground | Relays-MV | EHV | PM | FOS | OPERATING | 4 | 2023-07-27
LBE02008 | J7-0337 | VFI 1002/3A 15KV 600A S#V98098 6 POS SF6 GAS P-E | Vacuum Fault Interrupter | EHV | PT | FOS | OPERATING | 5 | 2024-04-12
LBE0200865 | J7-0337 | Relay, Basler BE1-50/51M, Overcurrent, VFI 1002 3A Position 1, Phase A | Relays-MV | EHV | PM | FOS | OPERATING | 3 | 2023-07-31
LBE0200866 | J7-0337 | Relay, Basler BE1-50/51M, Overcurrent, VFI 1002 3A Position 1, Phase B | Relays-MV | EHV | PM | FOS | OPERATING | 3 | 2023-07-31
LBE0200867 | J7-0337 | Relay, Basler BE1-50/51M, Overcurrent, VFI 1002 3A Position 1, Phase C | Relays-MV | EHV | PM | FOS | OPERATING | 3 | 2023-07-31
LBE0200868 | J7-0337 | Relay, Basler BE1-50/51M, Overcurrent, VFI 1002 3A Position 1, Ground | Relays-MV | EHV | PM | FOS | OPERATING | 3 | 2023-07-31
LBE0200869 | J7-0337 | Relay, Basler BE1-50/51M, Overcurrent, VFI 1002 3A Position 2, Phase A | Relays-MV | EHV | PM | FOS | OPERATING | 4 | 2023-07-27
LBE0200870 | J7-0337 | Relay, Basler BE1-50/51M, Overcurrent, VFI 1002 3A Position 2, Phase B | Relays-MV | EHV | PM | FOS | OPERATING | 4 | 2023-07-27
LBE0200871 | J7-0337 | Relay, Basler BE1-50/51M, Overcurrent, VFI 1002 3A Position 2, Phase C | Relays-MV | EHV | PM | FOS | OPERATING | 4 | 2023-07-27
LBE0200872 | J7-0337 | Relay, Basler BE1-50/51M, Overcurrent, VFI 1002 3A Position 2, Ground | Relays-MV | EHV | PM | FOS | OPERATING | 4 | 2023-07-27
LBE0200873 | J7-0337 | Relay, Basler BE1-50/51M, Overcurrent, VFI 1002 3A Position 3, Phase A | Relays-MV | EHV | PM | FOS | OPERATING | 4 | 2023-07-31
LBE0200874 | J7-0337 | Relay, Basler BE1-50/51M, Overcurrent, VFI 1002 3A Position 3, Phase B | Relays-MV | EHV | PM | FOS | OPERATING | 4 | 2023-07-31
LBE0200875 | J7-0337 | Relay, Basler BE1-50/51M, Overcurrent, VFI 1002 3A Position 3, Phase C | Relays-MV | EHV | PM | FOS | OPERATING | 4 | 2023-07-31
LBE0200876 | J7-0337 | Relay, Basler BE1-50/51M, Overcurrent, VFI 1002 3A Position 3, Ground | Relays-MV | EHV | PM | FOS | OPERATING | 4 | 2023-07-31
LBE0200877 | J7-0337 | Relay, Basler BE1-50/51M, Overcurrent, VFI 1002 3A Position 4, Phase A | Relays-MV | EHV | PM | FOS | OPERATING | 4 | 2023-07-31
LBE0200878 | J7-0337 | Relay, Basler BE1-50/51M, Overcurrent, VFI 1002 3A Position 4, Phase B | Relays-MV | EHV | PM | FOS | OPERATING | 4 | 2023-07-31
LBE0200879 | J7-0337 | Relay, Basler BE1-50/51M, Overcurrent, VFI 1002 3A Position 4, Phase C | Relays-MV | EHV | PM | FOS | OPERATING | 4 | 2023-07-31
LBE0200880 | J7-0337 | Relay, Basler BE1-50/51M, Overcurrent, VFI 1002 3A Position 4, Ground | Relays-MV | EHV | PM | FOS | OPERATING | 4 | 2023-07-31
LBE05001 | J7-0337 | SS 1053 1000KVA 13.8KV/480V | Transformers-Oil-MV | EHV | PM/PT | FOS | OPERATING | 4 | 2023-11-02
LBE05030 | J7-0337 | ATS-82, Automatic Transfer Switch | ATS | ELV | PM | FOS | OPERATING | 4 | 2023-01-26
LBE06001-R1 | J7-0337 | SS 1050A 1500KVA 13.8KV-480/277V OIL TYPE PDMT COOPER | Transformers-Oil-MV | EHV | PM/PT | FOS | OPERATING | 4 | 2022-04-29
LBE06009 | J7-0337 | SS-1050A,Â Substation Secondary, PadÂ B | Substation-LV-Draw Out | ELV | PM | FOS | OPERATING | 3 | 2020-10-16
LBE07001-R1 | J7-0337 | SS 1050B 1500KVA 13.8KV-480/277V OIL TYPE PDMT COOPER | Transformers-Oil-MV | EHV | PM/PT | FOS | OPERATING | 4 | 2022-05-31
LBE07009 | J7-0337 | SS-1050B,Â Substation Secondary, PadÂ B | Substation-LV-Draw Out | ELV | PM | FOS | OPERATING | 5 | 2023-03-01
LBE08001 | J7-0337 | SS 1052A 1500KVA 13.8KV/480V PDMT | Transformers-Oil-MV | EHV | PM/PT | FOS | OPERATING | 4 | 2023-02-07
LBE09001 | J7-0337 | SS 1052B 1500KVA 13.8KV/480V PDMT | Transformers-Oil-MV | EHV | PM/PT | FOS | OPERATING | 4 | 2023-02-09
LBE10001 | J7-0337 | SS 1050C 1500KVA 13.8KV-480/277V FR3 TYPE PDMT ABB | Transformers-Oil-MV | EHV | PM/PT | FOS | OPERATING | 5 | 2022-07-13
LBE10011 | J7-0337 | MCC-A, 800A, 480V, Sq D | MCC | ELV | PM | FOS | OPERATING | 5 | 2023-10-26
LBE10012 | J7-0337 | MCC-B, 800A, 480V, Sq D | MCC | ELV | PM | FOS | OPERATING | 5 | 2023-10-26
LBE10013 | J7-0337 | MCC-C, 800A, 480V, Sq D | MCC | ELV | PM | FOS | OPERATING | 5 | 2023-10-26
LBE10014 | J7-0337 | MCC-D, 800A, 480V, Sq D | MCC | ELV | PM | FOS | OPERATING | 5 | 2023-10-26
LBE10098 | J7-0337 | ATS-85, Automatic Transfer Switch, HAZ CAT 2, 208.00 VOLTS, 100.00 AMPS | ATS | ELV | PM | FOS | OPERATING | 2 | 2020-05-15
LBE15001 | J7-0337 | SS 1040A 1500KVA 13.8KV-480/277V OIL TYPE PDMT COOPER | Transformers-Oil-MV | EHV | PM/PT | FOS | OPERATING | 4 | 2023-02-15
LBE15002 | J7-0337 | SS 1040B 1500KVA 13.8KV-480/277V OIL TYPE PDMT COOPER | Transformers-Oil-MV | EHV | PM/PT | FOS | OPERATING | 4 | 2023-02-16
LBE90001 | J7-0255 | GROUND TEST WELL #1 | Grounding | ELV | PM/TS | FOS | OPERATING | 4 | 2011-10-06
LBE90002 | J7-0255 | GROUND TEST WELL #2 | Grounding | ELV | PM/TS | FOS | OPERATING | 4 | 2011-10-06
LBE90003 | J7-0255 | GROUND TEST WELL #3 | Grounding | ELV | PM/TS | FOS | OPERATING | 4 | 2011-10-06
LBE90004 | J7-0255 | GROUND TEST WELL #4 | Grounding | ELV | PM/TS | FOS | OPERATING | 4 | 2011-10-06
LBE90005 | J7-0255 | GROUND TEST WELL #5 | Grounding | ELV | PM/TS | FOS | OPERATING | 4 | 2011-10-06
LBE90006 | J7-0255 | GROUND TEST WELL #6 | Grounding | ELV | PM/TS | FOS | OPERATING | 4 | 2011-10-07
LBE90007 | J7-0255 | GROUND TEST WELL #7 | Grounding | ELV | PM/TS | FOS | OPERATING | 4 | 2011-10-07
LBE90008 | J7-0255 | GROUND TEST WELL #8 | Grounding | ELV | PM/TS | FOS | OPERATING | 4 | 2011-10-04
LBE90010 | J7-0255 | GROUND TEST WELL #1A | Grounding | ELV | PM/TS | FOS | OPERATING | 4 | 2011-10-07
LBE90011 | J7-0255 | GROUND TEST WELL #2A | Grounding | ELV | PM/TS | FOS | OPERATING | 4 | 2011-10-07
LBE90012 | J7-0255 | GROUND TEST WELL #3A | Grounding | ELV | PM/TS | FOS | OPERATING | 4 | 2011-10-08
LBE90013 | J7-0337 | GROUNDING SYSTEM FACILITY | Grounding-Ord | ELV | PM | FOS | OPERATING | 4 | 2023-07-27
LBE90014 | J7-0255 | GROUNDING SYSTEM FACILITY | Grounding | ELV | PM | FOS | OPERATING | 4 | 2023-09-25
LBEBB001 | J7-0337 | Battery Bank 130V, SWST 1001 | Battery Bank-Lead Acid (VRLA) | EHV | PM | FOS | OPERATING | 2 | 2024-01-24
LBEBC001 | J7-0337 | Battery Charger 130V, SWST 1001 | Battery Charger | EHV | PM | FOS | OPERATING | 4 | 2023-05-17
LBECS109OXS21U20 | J7-0337 | ODMS, GASPROTECH SERIES 2100 [FIC0067] | ODMS | ELV | PM | FOS | OPERATING | 4 | 2023-12-26
LBELITE2 | J7-0337 | LIGHTS, EMERGENCY & EXIT, J7-0337 | Emer-Exit Lights Self Testing | ELV | PM | FOS | OPERATING | 4 | 2024-05-09
LBEUPS10 | J8-1708 | UPS-10, PowerWare 9315 | UPS | ELV | N/A | NIC | NOT_IN_CONTRACT | 4 | 2012-10-10
LBEUPS10A | J8-1708 | UPS-10A, PowerWare 9315 | UPS | ELV | N/A | NIC | NOT_IN_CONTRACT | 4 | 2012-10-10
LBEUPS11 | J8-1708 | UPS-11, PowerWare 9315 | UPS | ELV | N/A | NIC | NOT_IN_CONTRACT | 4 | 2012-10-11
LBEUPS11A | J8-1708 | UPS-11A, PowerWare 9315 | UPS | ELV | N/A | NIC | NOT_IN_CONTRACT | 4 | 2012-10-11
LBF20001 | J7-0286 | SPRINKLER SYSTEM, ENVIRONMENTAL CONTROL & LIFE SUP w/GN2 | Wet Pipe | PSY | PM | FOS | OPERATING | 3 | 2023-11-22
LBF20002 | J7-0337 | SPRINKLER SYSTEM FIRE 4" w/GN2 | Wet Pipe | PSY | PM | FOS | OPERATING | 3 | 2023-12-22
LBFFACPN56 | J7-0337 | FACP, SIMPLEX 4100U | FACP | PSY | PM | FOS | OPERATING | 3 | 2024-01-08
LBFFACPN57 | J7-0337 | FACP, SIMPLEX 4100U | FACP | PSY | PM/TS | NOS | OPERATING | 4 | 2015-06-04
LBFFAPA001 | J7-0337 | PRE-ACTION CONTROL PANEL | RCP | PSY | PM | FOS | OPERATING | 3 | 2023-08-18
LBFFART001 | J7-0337 | CENTRAL RADIO MONITORING SYSTEM (CRMS) TRANSCEIVER | CRMS | PSY | PM | FOS | OPERATING | 3 | 2024-03-26
LBFH1000 | J7-0337 | HYDRANT, FIRE, MUELLER 5-1/4" 2014 | Hydrant | WWS | PM | FOS | OPERATING | 4 | 2023-10-09
LBFH1010 | J7-0337 | HYDRANT, FIRE, MUELLER 5-1/4" 2014 | Hydrant | WWS | PM | FOS | OPERATING | 3 | 2023-10-24
LBFH1060 | J7-0337 | HYDRANT, FIRE, MUELLER 5-1/4" 2014 | Hydrant | WWS | PM | FOS | OPERATING | 4 | 2023-10-18
LBFH1070 | J7-0337 | HYDRANT, FIRE, MUELLER 5-1/4" 2014 | Hydrant | WWS | PM | FOS | OPERATING | 4 | 2023-10-18
LBFH1080 | J7-0337 | HYDRANT, FIRE, MUELLER 5-1/4" 2014 | Hydrant | WWS | PM | FOS | OPERATING | 3 | 2023-10-09
LBFH1090 | J7-0337 | HYDRANT, FIRE, MUELLER 5-1/4" 2014 | Hydrant | WWS | PM | FOS | OPERATING | 3 | 2023-10-18
LBFH1260 | J7-0337 | HYDRANT, FIRE, MUELLER 5-1/4" 2015 | Hydrant | WWS | PM | FOS | OPERATING | 3 | 2023-10-24
LBFH1270 | J7-0337 | HYDRANT, FIRE, MUELLER 5-1/4" 2014 | Hydrant | WWS | PM | FOS | OPERATING | 4 | 2023-10-05
LBFH1340 | J7-0337 | HYDRANT, FIRE, MUELLER 5-1/4" 2014 | Hydrant | WWS | PM | FOS | OPERATING | 4 | 2023-08-28
LBFH1345 | J7-0337 | HYDRANT, FIRE, MUELLER 5-1/4" 2014 | Hydrant | WWS | PM | FOS | OPERATING | 3 | 2023-08-25
LBFH1350 | J7-0337 | HYDRANT, FIRE, MUELLER 5-1/4" 2014 | Hydrant | WWS | PM | FOS | OPERATING | 3 | 2023-09-05
LBFHY001 | J7-0337 | Manual Fixed Spray System, NW pad surface | Fixed Spray | WWS | PM/PEND | FOS | OPERATING | 3 | 2021-03-30
LBFKPAB68A | J7-0337 | AUX BOX | ESS | PSY | PM | FOS | OPERATING | 3 | 2024-03-02
LBFKPAB68B | J7-0337 | AUX BOX | ESS | PSY | PM | FOS | OPERATING | 3 | 2024-02-28
LBFKPCP068 | J7-0337 | INTELLIGENT SYSTEM CONTROLLER #68 | ESS | PSY | PM | FOS | OPERATING | 3 | 2024-02-28
LBFKPDP681 | J7-0337 | DOOR PORTAL | Door Portal | PSY | PM | FOS | OPERATING | 3 | 2024-02-29
LBFKPDP682 | J7-0337 | DOOR PORTAL | Door Portal | PSY | PM | FOS | OPERATING | 3 | 2024-02-27
LBFKPDP683 | J7-0337 | DOOR PORTAL | Door Portal | PSY | PM | FOS | OPERATING | 3 | 2024-02-29
LBFKPDP684 | J7-0337 | DOOR PORTAL | Door Portal | PSY | PM | FOS | OPERATING | 3 | 2024-02-27
LBFKPDP685 | J7-0337 | DOOR PORTAL | Door Portal | PSY | PM | FOS | OPERATING | 3 | 2024-02-27
LBFKPDP686 | J7-0337 | DOOR PORTAL | Door Portal | PSY | PM | FOS | OPERATING | 3 | 2024-02-27
LBFKPDP687 | J7-0337 | DOOR PORTAL | Door Portal | PSY | PM | FOS | OPERATING | 3 | 2024-02-27
LBFKPMW689 | J7-0337 | LONG RANGE MICROWAVE | Beam Detectors | PSY | PM | FOS | OPERATING | 3 | 2024-03-11
LBFSYFS001 | J7-0337 | Fixed Spray Fire Suppression System, Tunnels, Dry | Fixed Spray-1 | PSY | PM | FOS | OPERATING | 3 | 2023-12-15
LBFSYPA001 | J7-0337 | FIRE SUPPRESSION SYSTEM, PRE-ACTION w/GN2 | Pre-Action | PSY | PM | FOS | OPERATING | 3 | 2024-03-19
LBFSYPR001 | J7-0337 | PRESSURE RELIEF SYSTEM, FIRE SPRINKLER | Pressure-Relief | PSY | PM | FOS | OPERATING | 3 | 2024-02-05
LBFSYWP000 | J7-0337 | (duplicate of LBFSYWP000) PRESSURE RELIEF SYSTEM, FIRE SPRINKLER | Pressure-Relief | PSY | N/A | XSD | DECOMMISSIONED | 3 | 2017-07-07
LBFSYWS001 | J7-0337 | WET PIPE SPRINKLER SYSTEM w/GN2 | Wet Pipe | PSY | PM | FOS | OPERATING | 3 | 2024-02-14
LBFSYWS004 | J7-0337 | WET PIPE SPRINKLER SYSTEM w/GN2 | Wet Pipe | PSY | PM | FOS | OPERATING | 3 | 2023-12-22
LBFWFFS012 | J7-0289 | Fixed Spray Fire Suppression, LH2 Separator | Fixed Spray | PSY | PM | FOS | OPERATING | 2 | 2024-04-09
LBS12001 | J7-0337 | BFP, FEBCO 825Y, 1" S/N 010259 | BFP | WWS | PM | FOS | OPERATING | 3 | 2024-04-03
LBS12002 | J7-0337 | BFP, WATTS 909, 3", S/N 135425 | BFP | WWS | PM | FOS | OPERATING | 3 | 2023-08-30
LBS12003 | J7-0337 | BFP, WATTS 909, 3", NO SERIAL NUMBER | BFP | WWS | PM | FOS | OPERATING | 3 | 2023-08-30
LBSFP101 | J7-0337 | PUMP, FPP-1, 220 GPM | Pump-Dom | WWS | PM | FOS | OPERATING | 3 | 2024-03-13
LBSIR002 | J7-0337 | Pump, Transfer, West Holding Tank | Pump-Holding Tank-Pad B | WWS | PM | FOS | OPERATING | 3 | 2024-05-08
LBSP3001 | J7-0337 | PUMP, P-3, 40 GPM @ 60 psig | Pump-Dom | WWS | PM | FOS | OPERATING | 3 | 2024-03-13
LBST4001 | J7-0337 | TANK, T-4, 4500 Gallons | Tanks-H2O | WWS | PM | FOS | OPERATING | 3 | 2023-09-27
LBST4A01 | J7-0337 | TANK, T-4A, 2000 Gallon | Tanks-H2O | WWS | PM | FOS | OPERATING | 3 | 2023-09-27
LBUP001 | J7-0337 | PAD-B SAT, UPS-40/41 Static Auto Tie [FIC0669] | ATS-Static Special | ELV | N/A | XSD | DECOMMISSIONED | 4 | 2014-10-02
LBUP01040 | J7-0337 | UPS-40, 9395P-600, 600KVA, 480VAC OUT, PAB-B PTCR [FIC0063] | UPS-With External Battery | ELV | N/A | XSD | DECOMMISSIONED | 4 | 2022-02-14
LBUP01040-R1 | J7-0337 | UPS-40, 9395P-600, 600KVA, 480VAC OUT, PAB-B PTCR [FIC0063] | UPS-With External Battery | ELV | PM | FOS | OPERATING | 4 | 2023-06-12
LBUP01041 | J7-0337 | UPS-41, 9395P-600, 600KVA, 480VAC OUT, PAD-B PTCR [FIC0065] | UPS-With External Battery | ELV | PM | FOS | OPERATING | 3 | 2023-12-12
LBUP040 | J7-0337 | UPS-40, 9395-550, 275KVA, 480VAC Out, Pad-B PTCR [FIC0063] | UPS-With External Battery | ELV | N/A | XSD | DECOMMISSIONED | 4 | 2017-07-27
LBUP041 | J7-0337 | UPS-41, 9395-550, 275KVA, 480VAC Out, Pad-B PTCR [FIC0065] | UPS-With External Battery | ELV | N/A | XSD | DECOMMISSIONED | 4 | 2014-10-10
LBWDV001 | J7-0337 | North Bridge Washdown Valve V-153 | Valves-Washdown | WWS | PM | FOS | OPERATING | 3 | 2024-03-26
LC305001 | K6-0900 | SHOWER & EYEWASH SAFETY SPEAKMAN | Shwr-Eyewash | WWS | PM | FOS | OPERATING | 3 | 2024-04-05
LC305002 | K6-0900 | SAFETY SHOWER / EYEWASH, HAWS | Shwr-Eyewash | WWS | PM | FOS | OPERATING | 1 | 2024-04-05
LC308001 | K6-0900 | FILTER, WATER, CUNO, ON FOUNTAIN | Filters-Water | WWS | PM | FOS | OPERATING | 3 | 2024-03-15
LC501001 | K6-0900 | Roof, Built up, 3600 SF | Roof-BUR | STR | PM | FOS | OPERATING | 3 | 2023-05-18
LC501002 | K6-0900 | Roof, Built up, 3600 SF | Roof-BUR | STR | PM | FOS | OPERATING | 3 | 2023-05-18
LC501003 | K6-0900 | Roof, Built up, 6100 SF | Roof-BUR | STR | PM | FOS | OPERATING | 4 | 2023-05-08
LC501004 | K6-0900 | CANOPY AND MAIN ENTRANCE WEST SIDE, K6-0900 | Structure | STR | PM | FOS | OPERATING | 4 | 2024-02-07
LC501005 | K6-0900 | CANOPY AND MAIN ENTRANCE SOUTH SIDE, K6-0900 | Structure | STR | PM | FOS | OPERATING | 4 | 2024-02-06
LC501006 | K6-0900 | Roof, Built up, 30,000 SF | Roof-BUR | STR | PM | FOS | OPERATING | 3 | 2023-05-18
LC601001 | K6-0900 | Elevator, Wheel Chair Lift Firing Room 1 | Elevator, Lift-Personnel | MEC | PM | FOS | OPERATING | 4 | 2024-04-04
LC601003 | K6-0900 | Elevator, Traction, Drum Lift, Battery | Elevator, Drum | MEC | PM | FOS | OPERATING | 4 | 2023-05-30
LC601004 | K6-0900 | Elevator, Wheel Chair Lift Firing Room 4 | Elevator, Lift-Personnel | MEC | PM | FOS | OPERATING | 4 | 2024-04-04
LC622001 | K6-0900 | Elevator, Traction, LCC-22 | Elevator, Traction, Gear | MEC | PM | FOS | OPERATING | 4 | 2024-05-01
LC623001 | K6-0900 | Elevator, Traction, LCC-23 | Elevator, Traction, Gear | MEC | PM | FOS | OPERATING | 4 | 2024-05-01
LC624001 | K6-0900 | Elevator, Traction, LCC-24 | Elevator, Traction, Gear | MEC | PM | FOS | OPERATING | 4 | 2024-05-01
LC625001 | K6-0900 | Elevator, Traction, LCC-25 | Elevator, Traction, Gear | MEC | PM | FOS | OPERATING | 4 | 2024-05-01
LCA01003 | K6-0900 | A/C Unit A/C-231 (480 Volt, Service Disconnect Rm 2P1A or MCC-E 4TH FL) | AHU-CHW-Computer-5T_30T | HVC | PM | FOS | OPERATING | 3 | 2024-01-03
LCA01004 | K6-0900 | A/C Unit A/C-315 (480 Volt, Service Disconnect in Rm 2P1A or MCC-A 4TH FL) | AHU-CHW-Computer-5T_30T | HVC | PM | FOS | OPERATING | 2 | 2021-01-14
LCA01005 | K6-0900 | A/C Unit A/C-200 (480 Volt, Service Disconnect Located in Rm 4P14) | AHU-CHW-5T_30T | HVC | PM | FOS | OPERATING | 2 | 2021-08-03
LCA01006 | K6-0900 | A/C Unit A/C-201 (480 Volt, Service Disconnect Located in Rm 4P14) | AHU-CHW-5T_30T | HVC | PM | FOS | OPERATING | 2 | 2021-08-03
LCA01007 | K6-0900 | A/C Unit A/C-202 (480 Volt, Service Disconnect Located in Rm 4R14) | AHU-CHW-5T_30T | HVC | PM | FOS | OPERATING | 2 | 2021-08-03
LCA01008 | K6-0900 | A/C Unit A/C-203 (480 Volt, Service Disconnect Located in Rm 4R14) | AHU-CHW-5T_30T | HVC | PM | FOS | OPERATING | 1 | 2021-12-22
LCA01009 | K6-0900 | A/C Unit A/C-263 (480 Volt, Service Disconnect Rm 4R10 or MCC-E 4TH FL) | AHU-CHW-Computer-5T_30T | HVC | PM | FOS | OPERATING | 3 | 2024-01-09
LCA01010 | K6-0900 | A/C Unit A/C-264 (480 Volt, Service Disconnect Rm 4R10 or MCC-A 4TH FL) | AHU-CHW-Computer-5T_30T | HVC | PM | FOS | OPERATING | 3 | 2024-01-09
LCA01011 | K6-0900 | A/C Unit A/C-317 (480 Volt, Service Disconnect in Rm 2P2 or MCC-F 4TH FL) | AHU-CHW-Computer-5T_30T | HVC | N/A | XSD | DECOMMISSIONED | 3 | 2017-01-23
LCA01012 | K6-0900 | A/C Unit A/C-318 (480 Volt, Service Disconnect in Rm 2P1A or MCC-F 4TH FL) | AHU-CHW-Computer-5T_30T | HVC | PM | FOS | OPERATING | 2 | 2023-08-30
LCA03001 | K6-0900 | Air Handler Unit AHU-204 (480V, Service Disconnect Located in Rm 4P14) | AHU-CHW-5T_30T | HVC | PM | FOS | OPERATING | 3 | 2024-02-09
LCA03003 | K6-0900 | Air Unit A/C-212A (480V, Service Disconnect Located in Rm 3P2A or MCC-E 4TH FL) | AHU-CHW-Computer-5T_30T | HVC | PM | FOS | OPERATING | 1 | 2019-07-07
LCA07023 | K6-0900 | AIR UNIT, A/C 218 (480V, Service Disconnect Located in Rm 3P2A) | AHU-CHW-Computer-5T_30T | HVC | N/A | XSD | DECOMMISSIONED | 3 | 2012-07-20
LCA07024 | K6-0900 | AIR UNIT, A/C 219 (480V, Service Disconnect Located in Rm 3P2A) | AHU-CHW-Computer-5T_30T | HVC | N/A | XSD | DECOMMISSIONED | 3 | 2012-04-01
LCA07036 | K6-0900 | Air Unit A/C 256 (480V, Service Disconnect Located in Rm 3P2A) | AHU-CHW-Computer-5T_30T | HVC | PM | FOS | OPERATING | 1 | 2019-07-25
LCA07040 | K6-0900 | AIR UNIT, A/C 311 (480V, Service Disconnect Located in Rm 3P14 or MCC-F 4TH FL) | AHU-CHW-Computer-5T_30T | HVC | N/A | XSD | DECOMMISSIONED | 2 | 2018-11-16
LCA07041 | K6-0900 | A/C Unit A/C-312 (480V, Service Disconnect Located in Rm 3P14 or MCC-F 4TH FL) | AHU-CHW-Computer-5T_30T | HVC | N/A | XSD | DECOMMISSIONED | 2 | 2018-11-16
LCA07042 | K6-0900 | AIR UNIT, A/C-313 (480V, Service Disconnect Located in Rm 2P14 or MCC-F 4TH FL) | AHU-CHW-Computer-5T_30T | HVC | PM | FOS | OPERATING | 2 | 2021-01-14
LCA07209 | K6-0900 | A/C Unit A/C-209 (480 Volt, Service Disconnect in Rm 4R14) | AHU-CHW-5T_30T | HVC | PM | FOS | OPERATING | 3 | 2024-02-09
LCA07215 | K6-0900 | AIR UNIT, A/C 215 (480V, Service Disconnect Located in Rm 3P1A) | AHU-CHW-Computer-5T_30T | HVC | PM | FOS | OPERATING | 3 | 2024-02-08
LCA07216 | K6-0900 | AIR UNIT, A/C 216 (480V, Service Disconnect Located in Rm 3P1A) | AHU-CHW-Computer-5T_30T | HVC | PM | FOS | OPERATING | 2 | 2024-02-01
LCA07255 | K6-0900 | AIR UNIT, A/C 255 (480V, Service Disconnect Located in Rm 3P1A) | AHU-CHW-Computer-5T_30T | HVC | PM | FOS | OPERATING | 3 | 2024-02-01
LCA07257 | K6-0900 | AIR UNIT, A/C 257 (480V, Service Disconnect Located in Rm 3P1A) | AHU-CHW-Computer-5T_30T | HVC | PM | FOS | OPERATING | 3 | 2024-01-30
LCA07258 | K6-0900 | AIR UNIT, A/C 258 (480V, Service Disconnect Located in Rm 3P1A) | AHU-CHW-Computer-5T_30T | HVC | PM | FOS | OPERATING | 3 | 2024-01-31
LCA07261 | K6-0900 | AIR UNIT, A/C 261 (480V, Service Disconnect Located in Rm 3P1A) | AHU-CHW-Computer-5T_30T | HVC | PM | FOS | OPERATING | 3 | 2024-01-30
LCA07292 | K6-0900 | A/C Unit A/C-292 (480 Volt, Service Disconnect Located in Rm 3R17A) | AHU-CHW-Computer-5T_30T | HVC | PM | FOS | OPERATING | 3 | 2024-05-12
LCA07293 | K6-0900 | A/C Unit A/C-293 (480 Volt, Service Disconnect Located in Rm 3R17A) | AHU-CHW-Computer-5T_30T | HVC | PM | FOS | OPERATING | 3 | 2023-12-27
LCA07294 | K6-0900 | A/C Unit A/C-294 (480 Volt, Service Disconnect Located in Rm 3R17A) | AHU-CHW-Computer-5T_30T | HVC | PM | FOS | OPERATING | 2 | 2021-08-03
LCA07295 | K6-0900 | A/C Unit A/C-295 (480 Volt, Service Disconnect Located in Rm 3R17A) | AHU-CHW-Computer-5T_30T | HVC | PM | FOS | OPERATING | 3 | 2024-02-08
LCA07296 | K6-0900 | A/C Unit A/C-296 (480 Volt, Service Disconnect Located in Rm 3R17A) | AHU-CHW-Computer-5T_30T | HVC | PM | FOS | OPERATING | 3 | 2024-01-30
LCA07297 | K6-0900 | A/C Unit A/C-297 (480 Volt, Service Disconnect Located in Rm 3R17A) | AHU-CHW-Computer-5T_30T | HVC | PM | FOS | OPERATING | 2 | 2021-08-03
LCA07319 | K6-0900 | A/C Unit A/C-319 (480 Volt, Service Disconnect Located in Rm 1R29) | AHU-CHW-5T_30T | HVC | PM | FOS | OPERATING | 3 | 2024-04-17
LCA07320 | K6-0900 | A/C Unit A/C-320 (480 Volt, Service Disconnect Located in Rm 2P17/18/MCC) | AHU-CHW-Computer-5T_30T | HVC | PM | FOS | OPERATING | 3 | 2024-02-06
LCA07321 | K6-0900 | A/C Unit A/C-321 (480 Volt, Service Disconnect Located in Rm 2P17/18/MCC) | AHU-CHW-Computer-5T_30T | HVC | PM | FOS | OPERATING | 2 | 2024-02-06
LCA07322 | K6-0900 | A/C Unit A/C-322 (480 Volt, Service Disconnect Located in Rm 2P17/18/MCC) | AHU-CHW-Computer-5T_30T | HVC | PM | FOS | OPERATING | 3 | 2024-01-25
LCA07323 | K6-0900 | A/C Unit A/C-323 (480 Volt, Service Disconnect Located in Rm 2P17/18/MCC) | AHU-CHW-Computer-5T_30T | HVC | PM | FOS | OPERATING | 3 | 2024-02-12
LCA07324 | K6-0900 | A/C Unit A/C-324 (480 Volt, Service Disconnect in Panel 1PDG, Room 1P4) | AHU-CHW-Computer-5T_30T | HVC | PM | FOS | OPERATING | 3 | 2024-04-15
LCA07325 | K6-0900 | A/C Unit A/C-325 (480 Volt, Service Disconnect in Panel 1PDG, Room 1P4) | AHU-CHW-Computer-5T_30T | HVC | PM | FOS | OPERATING | 3 | 2024-04-17
LCA07326 | K6-0900 | A/C Unit A/C-326 (480 Volt, Service Disconnect in Panel 1PDG, Room 1P4) | AHU-CHW-Computer-5T_30T | HVC | PM | FOS | OPERATING | 3 | 2024-04-11
LCA07327 | K6-0900 | A/C Unit A/C-327 (480 Volt, Service Disconnect in Rm 1P1/2) | AHU-CHW-Computer-5T_30T | HVC | PM | FOS | OPERATING | 3 | 2024-04-11
LCA07328 | K6-0900 | Air Unit A/C 328 (480V, Service Disconnect in Rm 3P16/17) | AHU-CHW-Computer-5T_30T | HVC | PM | FOS | OPERATING | 2 | 2021-01-14
LCA07329 | K6-0900 | Air Unit 329 (480V, Service Disconnect in Rm 3R18) | AHU-CHW-Computer-5T_30T | HVC | PM | FOS | OPERATING | 2 | 2024-01-31
LCA07330 | K6-0900 | Air Unit 330 (480V, Service Disconnect in Rm 3R18) | AHU-CHW-Computer-5T_30T | HVC | PM | FOS | OPERATING | 3 | 2024-02-08
LCA08009 | K6-0900 | TERTIARY PUMP, TCHP-9 (480V, Service Disconnect Located in TWR D, 4th Fl.) | Pump-Pad Mount-(CHW/CW)-GT10HP | HVC | PM | FOS | OPERATING | 2 | 2024-05-06
LCA08010 | K6-0900 | Tertiary Pump TCHP-10, (480 Volt, Service Disconnect in Tower D, 4th Fl.) | Pump-Pad Mount-(CHW/CW)-GT10HP | HVC | PM | FOS | OPERATING | 2 | 2024-05-06
LCA09001 | K6-0900 | Air Unit A/C 205 (480V, Service Disconnect Located in Rm 4P14) | AHU-CHW-5T_30T | HVC | PM | FOS | OPERATING | 3 | 2024-02-09
LCA09018 | K6-0900 | Air Handler Unit A/C-239 (480V, Service Disconnect Located in Rm 1P10/11) | AHU-CHW-Computer-5T_30T | HVC | PM | FOS | OPERATING | 2 | 2021-01-19
LCA09019 | K6-0900 | A/C Unit A/C-233 (480V, Service Disconnect Located in Rm 2P10 or MCC-E 4TH FL) | AHU-CHW-Computer-5T_30T | HVC | PM | FOS | OPERATING | 3 | 2024-02-07
LCA09020 | K6-0900 | A/C Unit A/C-237 (480V, Service Disconnect Located in Rm 2P10 or MCC-E 4TH FL) | AHU-CHW-Computer-5T_30T | HVC | PM | FOS | OPERATING | 2 | 2019-12-13
LCA09022 | K6-0900 | A/C Unit A/C-240 (480V, Service Disconnect Located in Rm 2P10 or MCC-E 4TH FL) | AHU-CHW-Computer-5T_30T | HVC | PM | FOS | OPERATING | 3 | 2024-02-05
LCA09024 | K6-0900 | A/C Unit A/C-242 (480V, Service Disconnect Located in Rm 2P10 or MCC-E 4TH FL) | AHU-CHW-Computer-5T_30T | HVC | PM | FOS | OPERATING | 3 | 2024-02-07
LCA09025 | K6-0900 | A/C Unit A/C-243 (480V, Service Disconnect Located in Rm 2P10 or MCC-E 4TH FL) | AHU-CHW-Computer-5T_30T | HVC | PM | FOS | OPERATING | 3 | 2024-02-06
LCA09026 | K6-0900 | A/C Unit A/C-265 (480V, Service Disconnect Located in Rm 2P10 or MCC-E 4TH FL) | AHU-CHW-Computer-5T_30T | HVC | PM | FOS | OPERATING | 2 | 2021-01-19
LCA09027 | K6-0900 | A/C Unit A/C-266 (480V, Service Disconnect Located in Rm 2P10 or MCC-E 4TH FL) | AHU-CHW-Computer-5T_30T | HVC | PM | FOS | OPERATING | 2 | 2021-01-19
LCA09028 | K6-0900 | A/C Unit A/C-267 (480V, Service Disconnect Located in Rm 2P10 or MCC-E 4TH FL) | AHU-CHW-Computer-5T_30T | HVC | PM | FOS | OPERATING | 3 | 2024-02-06
LCA09036 | K6-0900 | AIR UNIT, A/C 251 (480V, Service Disconnect Located in Rm 1P9 or MCC-E 4TH FL) | AHU-CHW-Computer-5T_30T | HVC | PM | FOS | OPERATING | 3 | 2024-04-10
LCA09039 | K6-0900 | AIR UNIT, A/C 309 (480V, Service Disconnect Located in Rm 1R18) | AHU-CHW-Computer-5T_30T | HVC | PM | FOS | OPERATING | 2 | 2019-12-13
LCA09040 | K6-0900 | AIR UNIT, A/C 283 (480V, Service Disconnect Located in Rm 2R8 or MCC-F 4th Fl.) | AHU-CHW-Computer-5T_30T | HVC | PM | FOS | OPERATING | 2 | 2021-01-19
LCA09041 | K6-0900 | AIR UNIT, A/C 284 (480V, Service Disconnect Located in Rm 2R8 or MCC-F 4th Fl.) | AHU-CHW-Computer-5T_30T | HVC | PM | FOS | OPERATING | 2 | 2024-02-27
LCA09042 | K6-0900 | AIR UNIT, A/C 285 (480V, Service Disconnect Located in Rm 2R8 or MCC-F 4th Fl.) | AHU-CHW-Computer-5T_30T | HVC | PM | FOS | OPERATING | 3 | 2024-03-20
LCA09043 | K6-0900 | AIR UNIT, A/C 286 (480V, Service Disconnect Located in Rm 2R8 or MCC-F 4th Fl) | AHU-CHW-Computer-5T_30T | HVC | PM | FOS | OPERATING | 2 | 2024-02-27
LCA09044 | K6-0900 | AIR UNIT, A/C 287 (480V, Service Disconnect Located in Rm 2R8 or MCC-F 4th Fl) | AHU-CHW-Computer-5T_30T | HVC | PM | FOS | OPERATING | 2 | 2023-11-13
LCA09045 | K6-0900 | AIR UNIT, A/C 288 (480V, Service Disconnect Located in Rm 2R8 or MCC-F 4th Fl.) | AHU-CHW-Computer-5T_30T | HVC | PM | FOS | OPERATING | 2 | 2021-01-19
LCA09046 | K6-0900 | AIR UNIT, A/C 289 (480V, Service Disconnect Located in Rm 2R11 or MCC-F 4th Fl.) | AHU-CHW-Computer-5T_30T | HVC | PM | FOS | OPERATING | 2 | 2019-12-19
LCA09047 | K6-0900 | AIR UNIT, A/C 290 (480V, Service Disconnect Located in Rm 2R11 or MCC-F 4th Fl.) | AHU-CHW-Computer-5T_30T | HVC | PM | FOS | OPERATING | 3 | 2024-03-04
LCA09048 | K6-0900 | AIR UNIT, A/C 291 (480V, Service Disconnect Located in Rm 2R11 or MCC-F 4th Fl.) | AHU-CHW-Computer-5T_30T | HVC | PM | FOS | OPERATING | 2 | 2021-10-29
LCA09252 | K6-0900 | A/C Unit A/C-252 (480 Volt, Service Disconnect Rm 1P9 / MCC-E 4TH FL) | AHU-CHW-Computer-5T_30T | HVC | PM | FOS | OPERATING | 3 | 2024-04-25
LCA09253 | K6-0900 | Air Unit, A/C 253 (480V, Service Disconnect Located in Rm 2R19 or MCC-E G-1) | AHU-CHW-Computer-5T_30T | HVC | PM | FOS | OPERATING | 3 | 2024-03-04
LCA09254 | K6-0900 | Air Unit, A/C 254 (480V, Service Disconnect Located in Rm 2R19 or MCC-E G-2) | AHU-CHW-Computer-5T_30T | HVC | PM | FOS | OPERATING | 3 | 2024-03-03
LCA09280 | K6-0900 | A/C Unit, A/C-280 (480V, Service Disconnect Located in Rm 2R23 or MCC-E H-3) | AHU-CHW-Computer-5T_30T | HVC | PM | FOS | OPERATING | 3 | 2024-03-04
LCA09281 | K6-0900 | A/C Unit, A/C-281(480V, Service Disconnect Located in Rm 2R23 or MCC-E H-4) | AHU-CHW-Computer-5T_30T | HVC | PM | FOS | OPERATING | 3 | 2024-03-04
LCA09332 | K6-0900 | Air Handler Unit A/C-332 (480V, Service Disconnect located in Room 1P10) | AHU-CHW-Computer-5T_30T | HVC | N/A | XSD | DECOMMISSIONED | 4 | 2018-07-30
LCA10003 | K6-0900 | Air Unit 300 (480V, Service Disconnect Located in Rm 3R14 or MCC-F 4TH FL) | AHU-CHW-Computer-5T_30T | HVC | N/A | XSD | DECOMMISSIONED | 2 | 2019-08-19
LCA10003-R1 | K6-0900 | Air Unit 300 (480V, Service Disconnect Located in Rm 3R14 or MCC-F 4TH FL) | AHU-CHW-Computer-5T_30T | HVC | PM | FOS | OPERATING | 4 | 2024-02-05
LCA11001 | K6-0900 | COMPRESSOR, AIR HVAC LCC | Compressors-Air-Recip-w/Drum | HVC | PM | FOS | OPERATING | 2 | 2024-05-13
LCA11002 | K6-0900 | AIR DRYER, HVAC | Refrigeration-Air Dryer | HVC | N/A | XSD | DECOMMISSIONED | 5 | 2021-10-29
LCA11002-R1 | K6-0900 | AIR DRYER, HVAC | Refrigeration-Air Dryer | HVC | PM | FOS | OPERATING | 3 | 2024-05-08
LCA11003 | K6-0900 | FCU A/C 304 (230V, Service Disconnect in Rm 3R18 or Panel 3RN in Corridor) | AHU-CHW-5T_30T | HVC | PM | FOS | OPERATING | 3 | 2024-01-25
LCA13001 | K6-0900 | PUMP, SECONDARY HW, P201 (480V, Service Disconnect Located in Rm 4R14) | Pump-Pad Mount-(HTHW/HW)-GT10HP | HVC | PM | FOS | OPERATING | 4 | 2024-05-05
LCA13002 | K6-0900 | PUMP, SECONDARY HW, P202 (480V, Service Disconnect Located in Rm 4R14) | Pump-Pad Mount-(HTHW/HW)-GT10HP | HVC | PM | FOS | OPERATING | 4 | 2024-05-04
LCA13003 | K6-0900 | PUMP, SECONDARY HW, P203 (480V, Service Disconnect Located in Rm 4R14) | Pump-Pad Mount-(HTHW/HW)-GT10HP | HVC | PM | FOS | OPERATING | 4 | 2024-05-04
LCA13004 | K6-0900 | HEAT EXCHANGER | Heat Exchanger | HVC | N/A | XSD | DECOMMISSIONED | 4 | 2018-05-21
LCA13010 | K6-0900 | TANK, EXPANSION | Tanks-Expansion-HW | HVC | PM | FOS | OPERATING | 4 | 2024-05-05
LCA15001 | K6-0900 | AIR UNIT, A/C-278 (480V, Service Disconnect Located in Rm 2P19 or MCC-F 4TH FL) | AHU-CHW-Computer-5T_30T | HVC | N/A | NAB | DECOMMISSIONED | 1 | 2014-11-04
LCA16001 | K6-0900 | Air Unit A/C 226 (480V, Service Disconnect Located in Rm 3P15) | AHU-CHW-5T_30T | HVC | PM | FOS | OPERATING | 1 | 2019-06-26
LCA19001 | K6-0900 | Air Unit A/C 301 (230V, Service Disconnect above ceiling next to unit, Rm 1R14) | AHU-CHW-5T_30T | HVC | PM | FOS | OPERATING | 3 | 2024-01-31
LCA19002 | K6-0900 | FCU A/C 302 (120V,LOTO HOA, Rm 4R25A, & Remove Wires,or LOTO Bkr 14 PNL 4RDC-A1) | AHU-CHW-5T_30T | HVC | PM | FOS | OPERATING | 3 | 2024-02-12
LCA19003 | K6-0900 | Air Handler Unit 236 (480V, Service Disconnect Located in Rm 1R30) | AHU-CHW-5T_30T | HVC | PM | FOS | OPERATING | 3 | 2024-03-04
LCA23001 | K6-0900 | Air Unit 268 (480V, Service Disconnect Located in Rm 3R3A or MCC-A 4TH FL) | AHU-CHW-Computer-5T_30T | HVC | PM | FOS | OPERATING | 2 | 2018-11-16
LCA24001 | K6-0900 | Air Unit 269 (480V, Service Disconnect Located in Rm 3R3A or MCC-F 4TH FL) | AHU-CHW-Computer-5T_30T | HVC | PM | FOS | OPERATING | 2 | 2018-11-16
LCA25001 | K6-0900 | Air Unit 270 (480V, Service Disconnect Located in Rm 3R3A or MCC-A 4TH FL) | AHU-CHW-Computer-5T_30T | HVC | PM | FOS | OPERATING | 2 | 2018-11-16
LCA26001 | K6-0900 | Air Unit 271 (480V, Service Disconnect Located in Rm 3R3A or MCC-F 4TH FL) | AHU-CHW-Computer-5T_30T | HVC | PM | FOS | OPERATING | 2 | 2018-11-16
LCABB001 | K6-0900 | Controls, PLC Backup Battery [DIO-0012-1] | Battery-Controls | ELV | PM | FOS | OPERATING | 4 | 2023-12-12
LCABB002 | K6-0900 | Controls, PLC Backup Battery [FIC0010] | Battery-Controls | ELV | PM | FOS | OPERATING | 4 | 2023-12-05
LCAHWBH001 | K6-0900 | Boiler #1 | Boilers-HW | HVC | PM | FOS | OPERATING | 4 | 2023-11-04
LCAHWBH002 | K6-0900 | Boiler #2 | Boilers-HW | HVC | PM | FOS | OPERATING | 4 | 2023-11-05
LCAHWBH003 | K6-0900 | Boiler #3 | Boilers-HW | HVC | PM | FOS | OPERATING | 4 | 2023-11-12
LCAHWHF001 | K6-0900 | Humidifier #1 | Humidifier | HVC | PM | FOS | OPERATING | 5 | 2023-11-14
LCAHWHF002 | K6-0900 | Humidifier #2 | Humidifier | HVC | PM | FOS | OPERATING | 5 | 2023-11-14
LCAIAAH310 | K6-0900 | UNIT, AIR HANDLER AC-310 (480V, Fan 1 & 2 Service Disconnect Located in RM 1P4) | AHU-CHW-5T_30T | HVC | PM | FOS | OPERATING | 3 | 2024-03-21
LCAIAAH311 | K6-0900 | AIR UNIT, A/C 311 (480V, Service Disconnect Located in Rm 3P14 or MCC-F 4TH FL) | AHU-CHW-Computer-5T_30T | HVC | PM | FOS | OPERATING | 4 | 2024-01-29
LCAIAAH312 | K6-0900 | A/C Unit A/C-312 (480V, Service Disconnect Located in Rm 3P14 or MCC-F 4TH FL) | AHU-CHW-Computer-5T_30T | HVC | PM | FOS | OPERATING | 4 | 2024-01-29
LCAIAAH317 | K6-0900 | A/C Unit A/C-317 (480 Volt, Service Disconnect in Rm 2P2) | AHU-CHW-Computer-5T_30T | HVC | PM | FOS | OPERATING | 4 | 2024-03-28
LCAIAAH331 | K6-0900 | AIR UNT, A/C-331 (480 VAC, LOCAL SERVICE DISCONNECT) Rm 2P12 | AHU-CHW-Computer-5T_30T | HVC | PM | FOS | OPERATING | 3 | 2024-02-12
LCAIAAH332 | K6-0900 | Air Unit 332 (480V, Service Disconnect in Rm 1P10) | AHU-CHW-Computer-5T_30T | HVC | PM | FOS | OPERATING | 3 | 2024-02-26
LCAIAAH333 | K6-0900 | Air Unit 333 (480V, Service Disconnect in Rm 1P11) | AHU-CHW-Computer-5T_30T | HVC | PM | FOS | OPERATING | 4 | 2024-02-07
LCAIAAX2P10 | K6-0900 | A/C Unit A/C-334, 5-Ton DX AHU / BackUp for AC-266 | AHU-DX-Package-5T_30T | HVC | PM | FOS | OPERATING | 4 | 2024-03-14
LCAIVFN009 | K6-0900 | EF-9, Battery Tunnel, (480 VAC, Panel 1PDG, Ckt. 21) | Fan-Exhaust-LT100HP-LS | HVC | PM | FOS | OPERATING | 3 | 2024-03-28
LCE03001 | K6-0900 | SS 821A 1000KVA 13.8KV 480V S#0037014067 COOPER | Transformers-Oil-MV | EHV | PM | FOS | OPERATING | 3 | 2022-05-24
LCE03066 | K6-0900 | ATS-14, Automatic Transfer Switch, 125A 208 Volt | ATS | ELV | PM | FOS | OPERATING | 4 | 2023-03-29
LCE04001 | K6-0900 | SS 821B 1000KVA 13.8KV 480V S#0037014068 COOPER | Transformers-Oil-MV | EHV | PM | FOS | OPERATING | 4 | 2020-07-02
LCE04055 | K6-0900 | ATS-17, Automatic Transfer Switch, 600A 480V | ATS | ELV | PM | FOS | OPERATING | 4 | 2023-04-02
LCE05001 | K6-0900 | SS 820A 1500KVA 13.8KV 480V S#0026001706 COOPER | Transformers-Oil-MV | EHV | PM | FOS | OPERATING | 4 | 2024-05-07
LCE06001 | K6-0900 | SS 820B 1500KVA 13.8KV 480V S#0026001708 COOPER | Transformers-Oil-MV | EHV | PM | FOS | OPERATING | 4 | 2022-05-12
LCE09002 | K6-0900 | SS 891 1500KVA 13.8KV 480V S#0026001707 COOPER | Transformers-Oil-MV | EHV | PM | FOS | OPERATING | 4 | 2023-09-16
LCE09005 | K6-0900 | ATS-9, Automatic Transfer Switch, 1600 Amp, 480 Volt | ATS | ELV | PM | FOS | OPERATING | 4 | 2023-03-29
LCE09009 | K6-0900 | ATS-10, Automatic Transfer Switch, 400A 208 Volt | ATS | ELV | PM | FOS | OPERATING | 4 | 2023-03-31
LCE09013 | K6-0900 | MCC-E ENCLOSURE, 600 Amp, 480 Volt | MCC | ELV | PM | FOS | OPERATING | 3 | 2023-05-19
LCE09077 | K6-0900 | ATS-74, Automatic Transfer Switch, LCC | ATS | ELV | PM | FOS | OPERATING | 4 | 2023-04-02
LCE09166 | K6-0900 | ATS-75, Automatic Transfer Switch, 208 Volt, 940 Amp | ATS | ELV | N/A | XSD | DECOMMISSIONED | 4 | 2015-03-25
LCE13001 | K6-0900 | SS 885 1000KVA S#M123839 | Transformers-Oil-MV | EHV | PM/AS | FOS | OPERATING | 2 | 2020-08-10
LCE90001 | K6-0900 | GROUNDING SYSTEM FACILITY INSTR & EQP | Grounding | ELV | PM | FOS | OPERATING | 4 | 2020-11-24
LCEBB001 | K6-0900 | LCC UPS Battery Bank 01 (Maintenance Bank) | Battery Bank-Lead Acid (VRLA) | ELV | PM | FOS | OPERATING | 4 | 2024-01-23
LCEBB002 | K6-0900 | LCC UPS Battery Bank 02 | Battery Bank-Lead Acid (VRLA) | ELV | PM | FOS | OPERATING | 4 | 2024-02-19
LCEBB003 | K6-0900 | LCC UPS Battery Bank 03 | Battery Bank-Lead Acid (VRLA) | ELV | PM | FOS | OPERATING | 4 | 2024-03-06
LCEBB004 | K6-0900 | LCC UPS Battery Bank 04 | Battery Bank-Lead Acid (VRLA) | ELV | PM | FOS | OPERATING | 4 | 2023-10-02
LCEBB005 | K6-0900 | LCC UPS Battery Bank 05 | Battery Bank-Lead Acid (VRLA) | ELV | PM | FOS | OPERATING | 4 | 2023-11-17
LCEBB006 | K6-0900 | Controls, PLC Backup Battery [FIC0011] | Battery-Controls | ELV | PM | FOS | OPERATING | 4 | 2023-12-12
LCF20001 | K6-0900 | WET PIPE FIRE SPRINKLER, 2P1/ 2P2 w/GN2 | Wet Pipe | PSY | PM | FOS | OPERATING | 3 | 2021-04-27
LCF20002 | K6-0900 | SPRINKLER, SYSTEM, GRINNELL, PRE-ACTION, M/N A-4 w/GN2 | Pre-Action | PSY | PM/TS | NOS | OPERATING | 3 | 2013-09-09
LCF20003 | K6-0900 | SPRINKLER, SYSTEM, GRINNELL, PRE-ACTION, M/N A-4 w/GN2 | Pre-Action | PSY | PM/TS | NOS | DECOMMISSIONED | 3 | 2013-09-09
LCF23FHO | K6-0900 | HOSE, FIRE SYSTEM | Valves-Fire Hose | PSY | PM | FOS | OPERATING | 3 | 2023-12-04
LCFFAAS001 | K6-0900 | AIR SAMPLING DETECTION SYSTEM, V1, OVERHEAD, VESDA | ASSD | PSY | PM | FOS | OPERATING | 4 | 2024-03-25
LCFFAAS002 | K6-0900 | AIR SAMPLING DETECTION SYSTEM, V2, OVERHEAD, VESDA | ASSD | PSY | PM | FOS | OPERATING | 3 | 2024-03-12
LCFFAAS003 | K6-0900 | AIR SAMPLING DETECTION SYSTEM, V3, UNDER FL, VESDA | ASSD | PSY | PM | FOS | OPERATING | 3 | 2024-03-15
LCFFAAS004 | K6-0900 | AIR SAMPLING DETECTION SYSTEM, VESDA | ASSD | PSY | PM | FOS | OPERATING | 3 | 2024-03-12
LCFFAAS005 | K6-0900 | VESDA, 1P1 UNDER FLOOR/CEILING | ASSD | PSY | PM | FOS | OPERATING | 3 | 2023-08-03
LCFFAAS006 | K6-0900 | AIR SAMPLING DETECTION SYSTEM, VESDA | ASSD | PSY | PM | FOS | OPERATING | 3 | 2024-03-08
LCFFAAS007 | K6-0900 | AIR SAMPLING DETECTION SYSTEM, VESDA | ASSD | PSY | PM | FOS | OPERATING | 3 | 2024-03-08
LCFFAAS008 | K6-0900 | VESDA, V3 2P10 CEILING | ASSD | PSY | PM | FOS | OPERATING | 3 | 2023-09-08
LCFFAAS009 | K6-0900 | VESDA, V4 2P10 CEILING | ASSD | PSY | PM | FOS | OPERATING | 3 | 2023-09-08
LCFFAAS010 | K6-0900 | VESDA, V1 2P10 UNDER FLOOR | ASSD | PSY | PM | FOS | OPERATING | 2 | 2023-09-07
LCFFAAS011 | K6-0900 | VESDA, V2 2P10 UNDER FLOOR | ASSD | PSY | PM | FOS | OPERATING | 4 | 2023-09-29
LCFFAAS012 | K6-0900 | VESDA, 2P10H CEILING | ASSD | PSY | PM | FOS | OPERATING | 2 | 2023-08-28
LCFFAAS013 | K6-0900 | VESDA, 2P10H UNDER FLOOR | ASSD | PSY | PM | FOS | OPERATING | 3 | 2023-08-28
LCFFAAS014 | K6-0900 | VESDA, 1P9 UNDER FLOOR | ASSD | PSY | PM | FOS | OPERATING | 3 | 2023-08-15
LCFFAAS015 | K6-0900 | VESDA, 1P9 CEILING | ASSD | PSY | PM | FOS | OPERATING | 3 | 2023-06-26
LCFFAAS016 | K6-0900 | VESDA, 1P11 UNDER FLOOR | ASSD | PSY | PM | FOS | OPERATING | 4 | 2023-06-27
LCFFAAS017 | K6-0900 | VESDA, 1P11 CEILING | ASSD | PSY | PM | FOS | OPERATING | 4 | 2023-06-27
LCFFAAS018 | K6-0900 | VESDA, 2P20 UNDER FLOOR/CEILING | ASSD | PSY | PM | FOS | OPERATING | 3 | 2023-06-29
LCFFAAS028 | K6-0900 | VESDA, 1P10 ABOVE CEILING/AIR GRILL | ASSD | PSY | PM | FOS | OPERATING | 3 | 2023-06-29
LCFFAAS029 | K6-0900 | VESDA, 1P10 UNDER FLOOR | ASSD | PSY | PM | FOS | OPERATING | 4 | 2023-06-30
LCFFAAS030 | K6-0900 | VESDA, 1P3 CEILING | ASSD | PSY | PM | FOS | OPERATING | 3 | 2023-06-26
LCFFAAS031 | K6-0900 | VESDA, 1P3 VAULT/TUNNEL | ASSD | PSY | PM | FOS | OPERATING | 3 | 2023-07-29
LCFFAAS032 | K6-0900 | VESDA, 2P12/11 UNDER FLOOR | ASSD | PSY | PM | FOS | OPERATING | 3 | 2024-04-17
LCFFAAS033 | K6-0900 | VESDA, 2P12/11 CEILING | ASSD | PSY | PM | FOS | OPERATING | 3 | 2024-04-17
LCFFAAS034 | K6-0900 | VESDA, 2P22 UNDER FLOOR/ CEILING | ASSD | PSY | PM | FOS | OPERATING | 3 | 2024-01-08
LCFFAAS035 | K6-0900 | VESDA, 3P16 UNDER FLOOR/ CEILING | ASSD | PSY | PM | FOS | OPERATING | 3 | 2024-01-02
LCFFACPN11 | K6-0900 | FA SIMPLEX 4100 | FACP | PSY | PM | FOS | OPERATING | 3 | 2024-03-26
LCFFACPN18 | K6-0900 | FACP SIMPLEX 4100U FR #1 | FACP | PSY | PM | FOS | OPERATING | 3 | 2023-01-13
LCFFACPN19 | K6-0900 | FACP SIMPLEX 4100U FR #2 | FACP | PSY | PM | FOS | OPERATING | 3 | 2023-01-26
LCFFACPN20 | K6-0900 | FACP SIMPLEX 4100U FR #3 | FACP | PSY | PM | FOS | OPERATING | 1 | 2024-01-11
LCFFADUN05 | K6-0900 | LCC-NDU 1P11 (HUB) | FACP | PSY | PM | FOS | OPERATING | 3 | 2023-12-31
LCFFAPAN12 | K6-0900 | PRE-ACTION FIRE ALARM, SIMPLEX 4020 | RCP | PSY | PM | FOS | OPERATING | 3 | 2023-09-26
LCFFAPAN13 | K6-0900 | PRE-ACTION FIRE ALARM, SIMPLEX 4020 | RCP | PSY | PM | FOS | OPERATING | 3 | 2023-09-21
LCFFAPAN14 | K6-0900 | PRE-ACTION FIRE ALARM, SIMPLEX 4020 | RCP | PSY | PM | FOS | OPERATING | 3 | 2023-09-21
LCFFAPAN15 | K6-0900 | PRE-ACTION FIRE ALARM, SIMPLEX 4020 | RCP | PSY | PM | FOS | OPERATING | 3 | 2023-09-27
LCFFAPAN16 | K6-0900 | PRE-ACTION FIRE ALARM, SIMPLEX 4020 | RCP | PSY | PM | FOS | OPERATING | 3 | 2023-08-14
LCFFAPAN17 | K6-0900 | PRE-ACTION FIRE ALARM, SIMPLEX 4020 | RCP | PSY | PM | FOS | OPERATING | 3 | 2023-08-14
LCFFART001 | K6-0900 | CENTRAL RADIO MONITORING SYSTEM (CRMS) TRANSCEIVER | CRMS | PSY | PM | FOS | OPERATING | 4 | 2023-07-13
LCFH1080 | K6-0900 | HYDRANT, FIRE, MUELLER 5-1/4" 1964 | Hydrant | WWS | N/A | XSD | DECOMMISSIONED | 4 | 2018-03-19
LCFH1080-R1 | K6-0900 | Hydrant, FIRE, AMERICAN DARLING, 2013 | Hydrant | WWS | PM | FOS | OPERATING | 3 | 2024-04-06
LCFH1180 | K6-0900 | HYDRANT, FIRE, MUELLER 5-1/4" 1964 | Hydrant | WWS | N/A | XSD | DECOMMISSIONED | 4 | 2018-03-21
LCFH1180-R1 | K6-0900 | Hydrant, FIRE, AMERICAN DARLING, 2013 | Hydrant | WWS | PM | FOS | OPERATING | 4 | 2024-04-22
LCFH1320 | K6-0900 | HYDRANT, FIRE, MUELLER 5-1/4" 1964 | Hydrant | WWS | N/A | XSD | DECOMMISSIONED | 4 | 2018-03-20
LCFH1320-R1 | K6-0900 | Hydrant, FIRE, AMERICAN DARLING, 2013 | Hydrant | WWS | PM | FOS | OPERATING | 3 | 2024-04-06
LCFKPAB184 | K6-0900 | AUXILLIARY BOX | ESS | PSY | PM | FOS | OPERATING | 3 | 2024-04-09
LCFKPCP004 | K6-0900 | INTELLIGENT SYSTEM CONTROLLER #04 | ESS | PSY | N/A | XSD | DECOMMISSIONED | 4 | 2013-10-24
LCFKPCP007 | K6-0900 | INTELLIGENT SYSTEM CONTROLLER #07 | ESS | PSY | PM | FOS | OPERATING | 3 | 2024-05-13
LCFKPCP008 | K6-0900 | INTELLIGENT SYSTEM CONTROLLER #08 | ESS | PSY | PM | FOS | OPERATING | 4 | 2023-10-13
LCFKPCP009 | K6-0900 | INTELLIGENT SYSTEM CONTROLLER #09 | ESS | PSY | PM | FOS | OPERATING | 3 | 2023-11-04
LCFKPCP010 | K6-0900 | INTELLIGENT SYSTEM CONTROLLER #10 | ESS | PSY | PM | FOS | OPERATING | 3 | 2024-05-06
LCFKPCP011 | K6-0900 | INTELLIGENT SYSTEM CONTROLLER #11 | ESS | PSY | PM | FOS | OPERATING | 3 | 2024-05-13
LCFKPCP012 | K6-0900 | INTELLIGENT SYSTEM CONTROLLER #12 | ESS | PSY | PM | FOS | OPERATING | 3 | 2023-11-14
LCFKPCP013 | K6-0900 | INTELLIGENT SYSTEM CONTROLLER #13 | ESS | PSY | PM | FOS | OPERATING | 3 | 2023-11-13
LCFKPCP101 | K6-0900 | INTELLIGENT SYSTEM CONTROLLER #101 | ESS | PSY | PM/AS | NOS | DECOMMISSIONED | 3 | 2024-02-28
LCFKPCP103 | K6-0900 | INTELLIGENT SYSTEM CONTROLLER #103 | ESS | PSY | PM | FOS | OPERATING | 3 | 2024-02-07
LCFKPCP104 | K6-0900 | INTELLIGENT SYSTEM CONTROLLER #104 | ESS | PSY | PM/AS | NOS | DECOMMISSIONED | 3 | 2024-02-07
LCFKPDP031 | K6-0900 | DOOR PORTAL | Door Portal | PSY | PM | FOS | OPERATING | 3 | 2024-02-05
LCFKPDP032 | K6-0900 | DOOR PORTAL | Door Portal | PSY | PM | FOS | OPERATING | 3 | 2024-02-05
LCFKPDP033 | K6-0900 | DOOR PORTAL | Door Portal | PSY | PM | FOS | OPERATING | 4 | 2024-02-07
LCFKPDP034 | K6-0900 | DOOR PORTAL | Door Portal | PSY | PM | FOS | OPERATING | 4 | 2024-02-07
LCFKPDP041 | K6-0900 | DOOR PORTAL | Door Portal | PSY | PM/AS | NOS | DECOMMISSIONED | 2 | 2024-02-05
LCFKPDP042 | K6-0900 | DOOR PORTAL | Door Portal | PSY | PM/AS | NOS | DECOMMISSIONED | 3 | 2024-02-05
LCFKPDP043 | K6-0900 | DOOR PORTAL | Door Portal | PSY | PM/AS | NOS | DECOMMISSIONED | 3 | 2023-08-04
LCFKPDP072 | K6-0900 | DOOR PORTAL | Door Portal | PSY | PM | FOS | OPERATING | 3 | 2023-10-13
LCFKPDP073 | K6-0900 | DOOR PORTAL | Door Portal | PSY | PM | FOS | OPERATING | 3 | 2023-10-16
LCFKPDP074 | K6-0900 | DOOR PORTAL | Door Portal | PSY | PM | FOS | OPERATING | 3 | 2024-05-13
LCFKPDP081 | K6-0900 | DOOR PORTAL | Door Portal | PSY | PM | FOS | OPERATING | 4 | 2023-10-19
LCFKPDP082 | K6-0900 | DOOR PORTAL | Door Portal | PSY | PM | FOS | OPERATING | 3 | 2023-11-04
LCFKPDP083 | K6-0900 | DOOR PORTAL | Door Portal | PSY | PM | FOS | OPERATING | 4 | 2024-05-14
LCFKPDP084 | K6-0900 | DOOR PORTAL | Door Portal | PSY | PM | FOS | OPERATING | 3 | 2024-05-06
LCFKPDP085 | K6-0900 | DOOR PORTAL | Door Portal | PSY | PM | FOS | OPERATING | 1 | 2024-02-05
LCFKPDP086 | K6-0900 | DOOR PORTAL | Door Portal | PSY | PM | FOS | OPERATING | 4 | 2024-02-07
LCFKPDP087 | K6-0900 | DOOR PORTAL | Door Portal | PSY | PM | FOS | OPERATING | 4 | 2023-08-04
LCFKPDP091 | K6-0900 | DOOR PORTAL | Door Portal | PSY | PM | FOS | OPERATING | 3 | 2023-11-16
LCFKPDP092 | K6-0900 | DOOR PORTAL | Door Portal | PSY | PM | FOS | OPERATING | 3 | 2023-11-16
LCFKPDP093 | K6-0900 | DOOR PORTAL | Door Portal | PSY | PM | FOS | OPERATING | 3 | 2024-02-05
LCFKPDP094 | K6-0900 | DOOR PORTAL | Door Portal | PSY | PM | FOS | OPERATING | 3 | 2024-02-05
LCFKPDP095 | K6-0900 | DOOR PORTAL | Door Portal | PSY | PM | FOS | OPERATING | 4 | 2024-02-07
LCFKPDP101 | K6-0900 | DOOR PORTAL | Door Portal | PSY | PM | FOS | OPERATING | 3 | 2023-11-10
LCFKPDP102 | K6-0900 | DOOR PORTAL | Door Portal | PSY | PM | FOS | OPERATING | 4 | 2024-05-13
LCFKPDP103 | K6-0900 | DOOR PORTAL | Door Portal | PSY | N/A | XSD | DECOMMISSIONED | 2 | 2016-01-20
LCFKPDP104 | K6-0900 | DOOR PORTAL | Door Portal | PSY | PM | FOS | OPERATING | 3 | 2024-05-12
LCFKPDP111 | K6-0900 | DOOR PORTAL | Door Portal | PSY | PM | FOS | OPERATING | 3 | 2024-05-12
LCFKPDP112 | K6-0900 | DOOR PORTAL | Door Portal | PSY | PM | FOS | OPERATING | 3 | 2024-05-06
LCFKPDP113 | K6-0900 | DOOR PORTAL | Door Portal | PSY | PM | FOS | OPERATING | 3 | 2023-11-08
LCFKPDP114 | K6-0900 | DOOR PORTAL | Door Portal | PSY | PM | FOS | OPERATING | 3 | 2023-11-08
LCFKPDP115 | K6-0900 | Door Portal | Door Portal | PSY | PM | FOS | OPERATING | 3 | 2023-11-10
LCFKPDP131 | K6-0900 | DOOR PORTAL | Door Portal | PSY | PM | FOS | OPERATING | 3 | 2023-11-12
LCFKPDP132 | K6-0900 | DOOR PORTAL | Door Portal | PSY | PM | FOS | OPERATING | 4 | 2024-05-06
LCFKPTS182 | K7-0956 | GATE TURNSTILE | Turnstile | PSY | PM | FOS | OPERATING | 3 | 2024-04-15
LCFKPTS194 | K7-0956 | GATE TURNSTILE | Turnstile | PSY | PM | FOS | OPERATING | 3 | 2024-04-15
LCFKPTS196 | K7-0956 | GATE TURNSTILE | Turnstile | PSY | PM | FOS | OPERATING | 3 | 2024-04-16
LCFKPVG183 | K6-0900 | VEHICLEÂ GATE ACCESS CONTROL | ESS | PSY | PM | FOS | OPERATING | 3 | 2023-11-21
LCFPA008 | K6-0900 | PRE-ACTION FIRE ALARM CONTROL PANEL | RCP | PSY | PM | FOS | OPERATING | 2 | 2023-09-23
LCFPA011 | K6-0900 | PRE-ACTION FIRE ALARM CONTROL PANEL | RCP | PSY | PM | FOS | OPERATING | 2 | 2020-11-02
LCFSYPA001 | K6-0900 | PRE-ACTION SPRINKLER SYSTEM, DOUBLE INTERLOCK w/GN2 | Pre-Action | PSY | PM | FOS | OPERATING | 3 | 2021-04-28
LCFSYPA002 | K6-0900 | PRE-ACTION SPRINKLER SYSTEM, DOUBLE INTERLOCK w/GN2 | Pre-Action | PSY | PM | FOS | OPERATING | 3 | 2021-03-25
LCFSYPA003 | K6-0900 | PRE-ACTION SPRINKLER SYSTEM, DOUBLE INTERLOCK w/GN2 | Pre-Action | PSY | PM | FOS | OPERATING | 3 | 2021-03-08
LCFSYPA004 | K6-0900 | PRE-ACTION SPRINKLER SYSTEM, SINGLE INTERLOCK w/GN2 | Pre-Action | PSY | PM | FOS | OPERATING | 3 | 2021-07-27
LCFSYPA012 | K6-0900 | PRE-ACTION FIRE SPRINKLER SYSTEM w/GN2 | Pre-Action | PSY | PM | FOS | OPERATING | 2 | 2021-04-27
LCFSYPA013 | K6-0900 | PRE-ACTION FIRE SPRINKLER SYSTEM w/GN2 | Pre-Action | PSY | PM | FOS | OPERATING | 3 | 2021-07-16
LCFSYWS004 | K6-0900 | WET PIPE FIRE SPRINKLER SYSTEM w/GN2 | Wet Pipe | PSY | PM | FOS | OPERATING | 2 | 2021-04-27
LCFSYWS005 | K6-0900 | WET PIPE FIRE SPRINKLER SYSTEM w/GN2 | Wet Pipe | PSY | PM | FOS | OPERATING | 3 | 2021-07-14
LCFSYWS006 | K6-0900 | WET PIPE FIRE SPRINKLER SYSTEM w/GN2 | Wet Pipe | PSY | PM | FOS | OPERATING | 3 | 2021-09-27
LCFSYWS007 | K6-0900 | WET PIPE FIRE SPRINKLER SYSTEM w/GN2 | Wet Pipe | PSY | PM | FOS | OPERATING | 3 | 2021-04-27
LCFSYWS008 | K6-0900 | WET PIPE FIRE SPRINKLER SYSTEM w/GN2 | Wet Pipe | PSY | PM | FOS | OPERATING | 3 | 2021-09-28
LCFSYWS009 | K6-0900 | WET PIPE FIRE SPRINKLER SYSTEM w/GN2 | Wet Pipe | PSY | PM | FOS | OPERATING | 3 | 2021-03-16
LCFSYWS010 | K6-0900 | WET PIPE FIRE SPRINKLER SYSTEM w/GN2 | Wet Pipe | PSY | PM | FOS | OPERATING | 3 | 2021-07-29
LCFSYWS011 | K6-0900 | WET PIPE FIRE SPRINKLER SYSTEM w/GN2 | Wet Pipe | PSY | PM | FOS | OPERATING | 3 | 2021-07-09
LCFSYWS012 | K6-0900 | WET PIPE FIRE SPRINKLER SYSTEM w/GN2 | Wet Pipe | PSY | PM | FOS | OPERATING | 3 | 2021-09-28
LCFSYWS013 | K6-0900 | WET PIPE FIRE SPRINKLER SYSTEM w/GN2 | Wet Pipe | PSY | PM | FOS | OPERATING | 3 | 2021-07-14
LCFSYWS014 | K6-0900 | WET PIPE FIRE SPRINKLER SYSTEM, FR1 w/GN2 | Wet Pipe | PSY | PM | FOS | OPERATING | 2 | 2021-04-27
LCFSYWS015 | K6-0900 | FIRE SPRINKLER SUPPLY, VALVE ONLY | Valves-Fire Supply | PSY | PM | FOS | OPERATING | 3 | 2024-05-03
LCFSYWS016 | K6-0900 | FIRE SPRINKLER ISOLATION VALVE | Valves-Fire Supply | PSY | PM | FOS | OPERATING | 4 | 2023-06-07
LCLAD0313 | K6-0900 | Ladder Antenna Products | Ladder | STR | PM | FOS | OPERATING | 4 | 2024-05-08
LCS12002 | K6-0900 | BFP WATTS 2" M/N 007-M-1-QT S/N 78517 | BFP | WWS | N/A | XSD | DECOMMISSIONED | 4 | 2016-02-24
LCS12002-R1 | K6-0900 | BFP WATTS 2" M/N 007-M1-QT S/N 196613 | BFP | WWS | PM | FOS | OPERATING | 4 | 2024-02-27
LCS12003 | K6-0900 | BFP FEBCO DC 3/4" S/N BA9272 MODEL 8054 | BFP | WWS | PM | FOS | OPERATING | 3 | 2024-02-26
LCU01001 | K6-0900 | UPS-1, 9390-120, 120KVA, 480VAC In, 208VAC Out, LCC [FIC0653] | UPS-Self Contained | EHV | N/A | XSD | DECOMMISSIONED | 4 | 2020-03-20
LCUP002 | K6-0900 | UPS-2, 9395-275, 225KVA, 480VAC Out, LCC [FIC0655] | UPS-With External Battery | ELV | PM | FOS | OPERATING | 4 | 2023-11-27
LCUP003 | K6-0900 | UPS-3, 9395-275, 225KVA, 480VAC Out, LCC [FIC0657] | UPS-With External Battery | ELV | PM | FOS | OPERATING | 4 | 2023-11-28
LCUP004 | K6-0900 | UPS-4, 9395-825, 750KVA, 480VAC Out, LCC [FIC0659] | UPS-With External Battery | ELV | PM | FOS | OPERATING | 4 | 2023-10-04
LCUP005 | K6-0900 | UPS-5, 9395-825, 825KVA, 480VAC Out, LCC [FIC0661] | UPS-With External Battery | ELV | PM | FOS | OPERATING | 4 | 2023-06-30
LCUP102 | K6-0900 | STS-2, UPS-2/5 Static Transfer Switch | ATS-Static Special | ELV | PM | FOS | OPERATING | 4 | 2023-11-20
LCUP103 | K6-0900 | STS-3, UPS-3/5 Static Transfer Switch | ATS-Static Special | ELV | PM | FOS | OPERATING | 4 | 2024-02-07
LCUP104 | K6-0900 | STS-4, UPS-4/5 Static Transfer Switch | ATS-Static Special | ELV | PM | FOS | OPERATING | 4 | 2023-05-29
LE2123589 | K6-1247 | Air Compressor, 40 HP Sullair LS10, LES No. 2 | Compressors-Air-Screw | HVC | PM | FOS | OPERATING | 2 | 2023-02-23
LE2ELITE | K6-1246 | LIGHTS, EMERGENCY & EXIT, K6-1246 | Emer-Exit Lights Self Testing 2 | ELV | RTF | FOS | OPERATING | 3 | 2012-06-13
LE302003 | K6-1246 | SAFETY SHOWER / EYE WASH. BRADLEY | Shwr-Eyewash | WWS | PM | FOS | OPERATING | 4 | 2023-06-30
LE3021302 | K6-1247 | Air Compressor, 40 HP Sullair LS10, LES No. 1 | Compressors-Air-Screw | HVC | PM/TS | NOS | OPERATING | 3 | 2021-06-10
LE304002 | K6-1247 | EYEWASH | Shwr-Eyewash | WWS | PM | FOS | OPERATING | 3 | 2023-11-21
LE308002 | K6-1247 | WATER FILTER | Filters-Water | WWS | N/A | XSD | DECOMMISSIONED | 3 | 2017-07-18
LE308004 | K6-1247 | WATER FILTER | Filters-Water | WWS | N/A | XSD | DECOMMISSIONED | 3 | 2023-07-05
LE308005 | K6-1246 | WATER FILTER, AQUA PURE | Filters-Water | WWS | N/A | XSD | DECOMMISSIONED | 4 | 2015-05-05
LE501002 | K6-1247 | ROOF, LAUNCH EQ. SHOP, BUR, 47100 SF | Roof-BUR | STR | N/A | XSD | DECOMMISSIONED | 2 | 2017-08-08
LE501002-R1 | K6-1247 | ROOF, LAUNCH EQ. SHOP, BUR, 47100 SF | Roof-BUR | STR | PM | FOS | OPERATING | 5 | 2023-08-02
LE501005 | K6-1246 | ROOF, BUR, 25,119 SF | Roof-BUR | STR | PM | FOS | OPERATING | 4 | 2023-07-14
LE501101 | K6-1247 | SINGLE SPAN HORIZ. LIFELINE | Fall Prot | STR | PM | FOS | OPERATING | 4 | 2023-06-16
LE501102 | K6-1247 | MULTIPLE SPAN HORIZ. LIFELINE | Fall Prot | STR | PM | FOS | OPERATING | 4 | 2023-06-16
LE501103 | K6-1247 | MULTIPLE SPAN HORIZ. LIFELINE | Fall Prot | STR | PM | FOS | OPERATING | 1 | 2022-06-30
LE501104 | K6-1247 | SINGLE SPAN HORIZ. LIFELINE | Fall Prot | STR | PM | FOS | OPERATING | 4 | 2023-06-16
LE501105 | K6-1247 | SINGLE SPAN HORIZ. LIFELINE | Fall Prot | STR | PM | FOS | OPERATING | 4 | 2023-06-16
LE501106 | K6-1247 | SINGLE SPAN HORIZ. LIFELINE | Fall Prot | STR | PM | FOS | OPERATING | 1 | 2022-06-30
LE501107 | K6-1247 | MULTIPLE SPAN HORIZ. LIFELINE | Fall Prot | STR | PM | FOS | OPERATING | 1 | 2022-06-30
LE501108 | K6-1247 | MULTIPLE SPAN HORIZ. LIFELINE | Fall Prot | STR | PM | FOS | OPERATING | 4 | 2023-06-16
LE501109 | K6-1247 | SINGLE SPAN HORIZ. LIFELINE | Fall Prot | STR | PM | FOS | OPERATING | 4 | 2023-06-16
LE501110 | K6-1247 | SINGLE SPAN HORIZ. LIFELINE | Fall Prot | STR | PM | FOS | OPERATING | 1 | 2023-07-24
LE501111 | K6-1247 | SINGLE SPAN HORIZ. LIFELINE | Fall Prot | STR | PM | FOS | OPERATING | 4 | 2023-06-16
LE501112 | K6-1247 | MULTIPLE SPAN HORIZ. LIFELINE | Fall Prot | STR | PM | FOS | OPERATING | 1 | 2023-07-24
LE501113 | K6-1247 | MULTIPLE SPAN HORIZ. LIFELINE | Fall Prot | STR | PM | FOS | OPERATING | 4 | 2023-06-16
LE501114 | K6-1247 | SINGLE SPAN HORIZ. LIFELINE | Fall Prot | STR | PM | FOS | OPERATING | 4 | 2023-06-16
LE501115 | K6-1247 | MULTIPLE SPAN HORIZ. LIFELINE | Fall Prot | STR | PM | FOS | OPERATING | 1 | 2022-06-30
LE501116 | K6-1247 | MULTIPLE SPAN HORIZ. LIFELINE | Fall Prot | STR | PM | FOS | OPERATING | 4 | 2023-06-16
LE501117 | K6-1247 | SINGLE SPAN HORIZ. LIFELINE | Fall Prot | STR | PM | FOS | OPERATING | 4 | 2023-06-16
LE501118 | K6-1247 | SINGLE SPAN HORIZ. LIFELINE | Fall Prot | STR | PM | FOS | OPERATING | 4 | 2023-06-16
LEA03005 | K6-1247 | Air Handling Unit, AHU-1NA (460 Volt, 3 Phase, Disconnect on Wall by Unit) | AHU-CHW-5T_30T | HVC | N/A | XSD | DECOMMISSIONED | 2 | 2014-03-13
LEA03006 | K6-1247 | Air Handling Unit, AHU-1SA (460V 3 Phase Disconnect on wall by Unit) | AHU-CHW-5T_30T | HVC | N/A | XSD | DECOMMISSIONED | 3 | 2012-07-10
LEA03007 | K6-1247 | Air Handling Unit, AHU-2A (460V 3 Phase Disconnect on wall by Unit) | AHU-CHW-5T_30T | HVC | N/A | XSD | DECOMMISSIONED | 2 | 2016-12-09
LEA03008 | K6-1247 | Air Handling Unit, AHU-3A (460 Volt, 3 Phase, Disconnect on Wall by Unit) | AHU-CHW-5T_30T | HVC | N/A | XSD | DECOMMISSIONED | 2 | 2014-03-13
LEA03009 | K6-1247 | Air Handling Unit, AHU-4A (460 Volt, 3 Phase, Disconnect on Wall by Unit) | AHU-CHW-5T_30T | HVC | N/A | XSD | DECOMMISSIONED | 2 | 2014-03-13
LEA03010 | K6-1247 | Air Handling Unit, AHU-6A (460V 3 Phase Disconnect on wall by unit) | AHU-CHW-5T_30T | HVC | N/A | XSD | DECOMMISSIONED | 3 | 2012-07-19
LEA07001 | K6-1247 | Air Handling Unit, AHU-7 (480 volts Disconnect on unit) | AHU-CHW-5T_30T | HVC | N/A | XSD | DECOMMISSIONED | 2 | 2016-05-16
LEA07002 | K6-1247 | Air Handling Unit, AHU-8 (480 Volt, Disconnect on Unit) | AHU-CHW-5T_30T | HVC | N/A | XSD | DECOMMISSIONED | 2 | 2016-05-16
LEA07003 | K6-1247 | Air Handling Unit, AHU-10 (460V, 3 Phase Disconnect on wall by unit) | AHU-CHW-5T_30T | HVC | PM | FOS | OPERATING | 4 | 2024-03-29
LEA08007 | K6-1247 | Tertiary CHW Pump, CHWP-1 (480 V, Local Service Disconnect) | Pump-Pad Mount-(CHW/CW)-GT10HP | HVC | PM | FOS | OPERATING | 3 | 2024-03-13
LEA08008 | K6-1247 | Tertiary CHW Pump, CHWP-2 (480 V, Local Service Disconnect) | Pump-Pad Mount-(CHW/CW)-GT10HP | HVC | PM | FOS | OPERATING | 3 | 2024-03-13
LEA14001 | K6-1247 | Boiler, Packaged, Gas Fired | Boilers-Modular/Pulse | HVC | N/A | XSD | DECOMMISSIONED | 4 | 2015-09-17
LEACAAD001 | K6-1246 | AIR DRYER, SN: 3359170004 |  | HVC | PM | FOS | OPERATING | 2 | 2024-01-16
LEACAAD002 | K6-1247 | Air Dryer, LES No. 1 | Refrigeration-Air Dryer | HVC | PM | FOS | OPERATING | 3 | 2024-01-04
LEACAAD003 | K6-1247 | Air Dryer, LES No. 2 | Refrigeration-Air Dryer | HVC | PM | FOS | OPERATING | 3 | 2024-01-21
LEAHWBH001 | K6-1247 | Boiler, Packaged, Gas Fired | Boilers-Modular/Pulse | HVC | PM | FOS | OPERATING | 4 | 2023-08-24
LEAIAAH100 | K6-1247 | Air Handling Unit, AHU-1 (460V, 3 Phase Disconnect on wall by unit) | AHU-CHW-5T_30T | HVC | PM | FOS | OPERATING | 4 | 2024-05-02
LEAIAAH200 | K6-1247 | Air Handling Unit, AHU-2 (460V, 3 Phase Disconnect on wall by unit) | AHU-CHW-5T_30T | HVC | PM | FOS | OPERATING | 4 | 2024-05-02
LEAIAAH300 | K6-1247 | Air Handling Unit, AHU-3 (460V, 3 Phase Disconnect on wall by unit) | AHU-CHW-5T_30T | HVC | PM | FOS | OPERATING | 3 | 2024-02-29
LEAIAAH400 | K6-1247 | Air Handling Unit, AHU-4 (460V, 3 Phase Disconnect on wall by unit) | AHU-CHW-5T_30T | HVC | PM | FOS | OPERATING | 3 | 2024-03-01
LEARWIM001 | K6-1246 | ICE MACHINE, FLAKE , S/N 040965937 | Refrigeration-Ice Machine-Flake | HVC | N/A | XSD | DECOMMISSIONED | 2 | 2019-08-19
LEARWIM002 | K6-1246 | ICE MACHINE, CUBE, CRYSTAL, S/N WH00310 | Refrigeration-Ice Machine-Cube | HVC | N/A | XSD | DECOMMISSIONED | 2 | 2015-03-02
LEARWIM002-R1 | K6-1246 | ICE MACHINE, CUBE, MANITOWOC, S/N 1120023011 | Refrigeration-Ice Machine-Cube | HVC | PM | FOS | OPERATING | 5 | 2024-03-29
LEARWIM003 | K6-1246 | ICE MACHINE, CUBE, MANITOWOC, S/N 920660175 | Refrigeration-Ice Machine-Cube | HVC | N/A | XSD | DECOMMISSIONED | 2 | 2018-06-27
LEARWIM003-R1 | K6-1246 | ICE MACHINE, CUBE, MANITOWOC, S/N 110556442 | Refrigeration-Ice Machine-Cube | HVC | N/A | XSD | DECOMMISSIONED | 2 | 2021-12-13
LEARWIM003-R2 | K6-1246 | ICE MACHINE, MANITOWOC, S/N 1120789704 | Refrigeration-Ice Machine-Cube | HVC | PM | FOS | OPERATING | 5 | 2024-05-07
LEARWIM004 | M6-0486 | ICE MACHINE, CUBE, MANITOWOC, S/N 110069247 | Refrigeration-Ice Machine-Cube | HVC | N/A | XSD | DECOMMISSIONED | 2 | 2021-09-10
LEARWIM005 | K6-1247 | Ice Machine, Cube, Manitowoc, S/N 921121307 | Refrigeration-Ice Machine-Cube | HVC | N/A | XSD | DECOMMISSIONED | 2 | 2018-06-27
LEARWIM005-R1 | K6-1247 | Ice Machine, Cube, Manitowoc, S/N 1120396106 | Refrigeration-Ice Machine-Cube | HVC | PM | FOS | OPERATING | 3 | 2024-04-30
LEE01001-R1 | K6-1247 | SS 826 500KVA 13.8KV-480/277V FR3 TYPE PDMT COOPER | Transformers-Oil-MV | EHV | PM | FOS | OPERATING | 4 | 2022-05-29
LEE02001 | K6-1446F | SS 866 500KVA 13.8KV-208 | Transformers-Oil-MV | EHV | N/A | NSP | DECOMMISSIONED | 4 | 2013-10-22
LEE02001-R1 | K6-1246 | SS 866 750KVA 13.8KV-480/277V FR3 PDMT COOPER | Transformers-Oil-MV | EHV | PT | FOS | OPERATING | 2 | 2020-08-10
LEE90001 | K6-1247 | GROUNDING AND LIGHTNING SYSTEM FACILITY | Lightning-Grounding | ELV | PM | FOS | OPERATING | 4 | 2010-07-22
LEF20001 | K6-1247 | ALARM, FIRE-SPRINKLER w/GN2 | Wet Pipe | PSY | PM | FOS | OPERATING | 3 | 2023-11-21
LEF21001 | K6-1247 | SPRINKLER, AUTO, OS&Y ONLY, 2 1/2" | Wet Pipe | PSY | PM | FOS | OPERATING | 3 | 2023-11-07
LEF23001 | K6-1247 | VALVE, FIRE HOSE SYSTEM PIV, K6-1247-F2 | Valves-Fire Hose | PSY | PM | FOS | OPERATING | 3 | 2023-05-24
LEFFACP001 | K6-1246 | FACP, SIEMENS MXLV | FACP | PSY | PM | FOS | OPERATING | 3 | 2023-12-29
LEFFACP002 | K6-1247 | FACP, SIMPLEX 4100ES | FACP | PSY | PM | FOS | OPERATING | 3 | 2023-12-12
LEFFART001 | K6-1246 | CENTRAL RADIO MONITORING SYSTEM (CRMS) TRANSCEIVER | CRMS | PSY | PM | FOS | OPERATING | 4 | 2024-01-20
LEFFART002 | K6-1247 | CENTRAL RADIO MONITORING SYSTEM (CRMS) TRANSCEIVER | CRMS | PSY | PM | FOS | OPERATING | 3 | 2023-08-11
LEFH1040 | K6-1247 | HYDRANT, FIRE, DARLING 5" 1964 | Hydrant | WWS | PM | FOS | OPERATING | 4 | 2024-04-04
LEFH1100 | K6-1247 | HYDRANT, FIRE, DARLING 5" 1964 | Hydrant | WWS | PM | FOS | OPERATING | 4 | 2024-04-03
LEFH1240 | K6-1246 | Hydrant, FIRE, AMERICAN DARLING, 2013 | Hydrant | WWS | PM | FOS | OPERATING | 4 | 2023-08-30
LEFH1315 | K6-1247 | HYDRANT, FIRE, DARLING 5" 1964 | Hydrant | WWS | PM | FOS | OPERATING | 3 | 2024-04-04
LEFH1320 | K6-1246 | HYDRANT, FIRE, MUELLER, 5-1/4, 2006 | Hydrant | WWS | N/A | XSD | DECOMMISSIONED | 4 | 2016-04-15
LEFH1320-R1 | K6-1246 | Hydrant, FIRE, AMERICAN DARLING, 3013 | Hydrant | WWS | PM | FOS | OPERATING | 4 | 2023-08-30
LEFHVA0701 | K6-1246 | AHU-1 (Combination VFD with Bypass mounted on wall next to unit) | AHU-CHW-5T_30T | HVC | PM | FOS | OPERATING | 3 | 2024-02-15
LEFHVA0702 | K6-1246 | AHU-2 (Combination VFD with Bypass mounted on wall next to unit) | AHU-CHW-5T_30T | HVC | PM | FOS | OPERATING | 3 | 2024-02-15
LEFHVA0801 | K6-1246 | TCHP-25 (Combination VFD with Bypass mounted on wall next to unit) | Pump-Vertical-(CHW/CW)-GT10HP | HVC | PM | FOS | OPERATING | 1 | 2023-12-08
LEFHVA0802 | K6-1246 | TCHP-26 (Combination VFD with Bypass mounted on wall next to unit) | Pump-Vertical-(CHW/CW)-GT10HP | HVC | PM | FOS | OPERATING | 1 | 2023-12-08
LEFPASN108 | K6-1247H | TORNADO WARNING SIREN USNG 17R NM 3400 6163 | TAWS | PSY | PM | FOS | OPERATING | 1 | 2024-01-26
LEFS4002 | K6-1247 | FACP, SIMPLEX 4002 | FACP | PSY | N/A | XSD | DECOMMISSIONED | 3 | 2015-02-04
LEFSYST002 | K6-1246 | STANDPIPE SYSTEM, 3 | Valves-Fire Hose | PSY | PM | FOS | OPERATING | 3 | 2023-06-14
LEFSYWS001 | K6-1246 | WET PIPE SPRINKLER SYSTEM w/GN2 | Wet Pipe | PSY | PM | FOS | OPERATING | 3 | 2024-04-29
LEFUCNG001 | K6-1247 | Facility Natural Gas Piping | Gas Piping | MEC | PM | FOS | OPERATING | 4 | 2023-06-21
LEH01004 | K6-1247 | PUMP HW MARATHON ELECT 224634 Disconnect on Wall | Pump-Pad Mount-(HTHW/HW)-GT10HP | HVC | N/A | XSD | DECOMMISSIONED | 4 | 2015-09-04
LES12001 | K6-1247 | BFP FEBCO 825Y 3/4" S/N AM1160 | BFP | WWS | N/A | XSD | DECOMMISSIONED | 4 | 2016-02-15
LES12001-R1 | K6-1247 | BFP FEBCO 825Y 3/4" S/N J003205 | BFP | WWS | PM | FOS | OPERATING | 3 | 2024-02-27
LES12003 | K6-1247 | BFP FEBCO 805 DC 3" S/N B10338 N.UNIT | BFP | WWS | PM | FOS | OPERATING | 3 | 2024-03-09
LES12004 | K6-1247 | BFP FEBCO 805 DC 3" S/N B10337 S.UNIT | BFP | WWS | PM | FOS | OPERATING | 3 | 2024-03-10
LES12005 | K6-1246 | BFP 2 1/2" FEBCO RP, S/N N0702190250 | BFP | WWS | PM | FOS | OPERATING | 4 | 2023-08-01
LES12006 | K6-1246 | BFP 6" FEBCO DC, S/N F0604270913 | BFP-Fire | WWS | PM | FOS | OPERATING | 4 | 2024-05-06
LES12007 | K6-1247 | BFP WATTS 909 3" RP, S/N 184087 | BFP | WWS | N/A | XSD | DECOMMISSIONED | 3 | 2016-11-08
LES12007-R1 | K6-1247 | BFP WATTS LF909, S/N 005082 | BFP | WWS | PM | FOS | OPERATING | 3 | 2024-02-28
LES12008 | K6-1247 | BFP, ZURN-WILKINS, 3/4â€ RP MODEL 375XL, SN A373450 | BFP | WWS | PM | FOS | OPERATING | 4 | 2023-07-20
LGFSYFS001 | J7-0192 | Fire Protection, LH2 Area | Fixed Spray | PSY | PM | FOS | OPERATING | 2 | 2024-04-10
LGHT00001 | K6-2359 | Pole, Area Light, Wood | Poles - Wood | STR | PM | FOS | OPERATING | 4 | 2022-04-08
LGHT00002 | K6-0494 | Pole, Area Light, Wood | Poles - Wood | STR | PM | FOS | OPERATING | 4 | 2024-03-27
LGHT00003 | K6-0494 | Pole, Area Light, Wood | Poles - Wood | STR | PM | FOS | OPERATING | 4 | 2024-03-27
LGHT00004 | Q6-0082B | Pole, Area Light, Fiberglass | Poles - Fiberglass | STR | PM | FOS | OPERATING | 4 | 2022-03-07
LGHT00005 | Q6-0082B | Pole, Area Light, Wood | Poles - Wood | STR | PM | FOS | OPERATING | 4 | 2022-04-08
LGHT00006 | N6-2296 | Pole, Area Light, Metal-Exposed Anchor Bolts | Poles - Metal-Exposed Anchor Bolts | STR | PM | FOS | OPERATING | 4 | 2022-01-06
LGHT00007 | N6-2296 | Pole, Area Light, Metal-Exposed Anchor Bolts | Poles - Metal-Exposed Anchor Bolts | STR | PM | FOS | OPERATING | 4 | 2022-01-06
LGHT00008 | N6-2296 | Pole, Area Light, Metal-Exposed Anchor Bolts | Poles - Metal-Exposed Anchor Bolts | STR | PM | FOS | OPERATING | 4 | 2022-01-14
LGHT00009 | N6-2296 | Pole, Area Light, Metal-Exposed Anchor Bolts | Poles - Metal-Exposed Anchor Bolts | STR | PM | FOS | OPERATING | 4 | 2022-04-07
LGHT00010 | N6-2296 | Pole, Area Light, Metal-Exposed Anchor Bolts | Poles - Metal-Exposed Anchor Bolts | STR | PM | FOS | OPERATING | 4 | 2022-01-14
LGHT00011 | N6-2296 | Pole, Area Light, Metal-Exposed Anchor Bolts | Poles - Metal-Exposed Anchor Bolts | STR | PM | FOS | OPERATING | 4 | 2022-01-06
LGHT00012 | N6-2296 | Pole, Area Light, Metal-Exposed Anchor Bolts | Poles - Metal-Exposed Anchor Bolts | STR | PM | FOS | OPERATING | 4 | 2022-01-06
LGHT00013 | N6-2296 | Pole, Area Light, Metal-Exposed Anchor Bolts | Poles - Metal-Exposed Anchor Bolts | STR | PM | FOS | OPERATING | 4 | 2022-01-06
LGHT00014 | N6-2296 | Pole, Area Light, Metal-Exposed Anchor Bolts | Poles - Metal-Exposed Anchor Bolts | STR | PM | FOS | OPERATING | 3 | 2019-04-19
LGHT00015 | N6-2296 | Pole, Area Light, Metal-Exposed Anchor Bolts | Poles - Metal-Exposed Anchor Bolts | STR | PM | FOS | OPERATING | 4 | 2022-04-07
LGHT00016 | N6-2296 | Pole, Area Light, Metal-Exposed Anchor Bolts | Poles - Metal-Exposed Anchor Bolts | STR | PM | FOS | OPERATING | 4 | 2022-04-07
LGHT00017 | N6-2296 | Pole, Area Light, Metal-Exposed Anchor Bolts | Poles - Metal-Exposed Anchor Bolts | STR | PM | FOS | OPERATING | 4 | 2022-04-07
LGHT00018 | N6-2296 | Pole, Area Light, Metal-Exposed Anchor Bolts | Poles - Metal-Exposed Anchor Bolts | STR | PM | FOS | OPERATING | 4 | 2022-04-07
LGHT00020 | N6-2296 | Pole, Area Light, Metal-Exposed Anchor Bolts | Poles - Metal-Exposed Anchor Bolts | STR | PM | FOS | OPERATING | 3 | 2019-04-19
LGHT00021 | N6-2296 | Pole, Area Light, Metal-Exposed Anchor Bolts | Poles - Metal-Exposed Anchor Bolts | STR | PM | FOS | OPERATING | 4 | 2022-04-07
LGHT00022 | N6-2296 | Pole, Area Light, Metal-Exposed Anchor Bolts | Poles - Metal-Exposed Anchor Bolts | STR | PM | FOS | OPERATING | 4 | 2022-04-07
LGHT00023 | N6-2296 | Pole, Area Light, Metal-Exposed Anchor Bolts | Poles - Metal-Exposed Anchor Bolts | STR | PM | FOS | OPERATING | 4 | 2022-04-07
LGHT00024 | Q6-0082B | Pole, Area Light, Wood | Poles - Wood | STR | PM | FOS | OPERATING | 4 | 2022-04-08
LGHT00025 | Q6-0082B | Pole, Area Light, Wood | Poles - Wood | STR | N/A | XSD | DECOMMISSIONED | 3
LGHT00026 | Q6-0082B | Pole, Area Light, Wood | Poles - Wood | STR | PM | FOS | OPERATING | 4 | 2024-03-12
LGHT00027 | Q6-0082B | Pole, Area Light, Wood | Poles - Wood | STR | N/A | XSD | DECOMMISSIONED | 1 | 2018-02-12
LGHT00028 | Q6-0082B | Pole, Area Light, Fiberglass | Poles - Fiberglass | STR | PM | FOS | OPERATING | 4 | 2022-03-07
LGHT00029 | Q6-0082B | Pole, Area Light, Wood | Poles - Wood | STR | PM | FOS | OPERATING | 4 | 2024-03-12
LGHT00030 | Q6-0082B | Pole, Area Light, Fiberglass | Poles - Fiberglass | STR | PM | FOS | OPERATING | 4 | 2022-03-07
LGHT00032 | N6-2296 | Pole, Area Light, Metal-Exposed Anchor Bolts | Poles - Metal-Exposed Anchor Bolts | STR | PM | FOS | OPERATING | 4 | 2022-04-07
LGHT00089 | J7-0689 | Pole, Area Light, Concrete | Poles - Concrete | STR | PM | FOS | OPERATING | 4 | 2024-03-26
LGHT00090 | J7-0689 | Pole, Area Light, Concrete | Poles - Concrete | STR | PM | FOS | OPERATING | 4 | 2021-10-28
LGHT00091 | J7-0689 | Pole, Area Light, Concrete | Poles - Concrete | STR | PM | FOS | OPERATING | 4 | 2021-10-28
LGHT00092 | J7-0689 | Pole, Area Light, Concrete | Poles - Concrete | STR | PM | FOS | OPERATING | 4 | 2021-10-28
LGHT00093 | J7-0689 | Pole, Area Light, Concrete | Poles - Concrete | STR | PM | FOS | OPERATING | 4 | 2024-03-26
LGHT00094 | J7-0689 | Pole, Area Light, Concrete | Poles - Concrete | STR | PM | FOS | OPERATING | 4 | 2024-03-26
LGHT00095 | J7-0689 | Pole, Area Light, Concrete | Poles - Concrete | STR | PM | FOS | OPERATING | 4 | 2023-04-26
LGHT00096 | J7-0689 | Pole, Area Light, Concrete | Poles - Concrete | STR | PM | FOS | OPERATING | 4 | 2023-04-26
LGHT00097 | J7-0689 | Pole, Area Light, Concrete | Poles - Concrete | STR | PM | FOS | OPERATING | 4 | 2024-03-26
LGHT00098 | J7-0689 | Pole, Area Light, Concrete | Poles - Concrete | STR | PM | FOS | OPERATING | 4 | 2023-04-26
LGHT00099 | J7-0689 | Pole, Area Light, Concrete | Poles - Concrete | STR | PM | FOS | OPERATING | 4 | 2023-04-26
LGHT00100 | J7-0689 | Pole, Area Light, Concrete | Poles - Concrete | STR | PM | FOS | OPERATING | 4 | 2023-04-26
LGHT00101 | J7-0689 | Pole, Area Light, Concrete | Poles - Concrete | STR | PM | FOS | OPERATING | 4 | 2023-04-26
LGHT00102 | J7-0689 | Pole, Area Light, Concrete | Poles - Concrete | STR | PM | FOS | OPERATING | 4 | 2023-04-26
LGHT00103 | J7-0689 | Pole, Area Light, Concrete | Poles - Concrete | STR | PM | FOS | OPERATING | 4 | 2023-04-26
LGHT00104 | J7-0689 | Pole, Area Light, Concrete | Poles - Concrete | STR | PM | FOS | OPERATING | 4 | 2023-04-26
LGHT00105 | J7-0689 | Pole, Area Light, Concrete | Poles - Concrete | STR | PM | FOS | OPERATING | 4 | 2023-04-26
LGHT00106 | J7-0689 | Pole, Area Light, Concrete | Poles - Concrete | STR | PM | FOS | OPERATING | 4 | 2023-04-26
LGHT00107 | J7-0689 | Pole, Area Light, Concrete | Poles - Concrete | STR | PM | FOS | OPERATING | 1 | 2023-07-24
LGHT00108 | J7-0689 | Pole, Area Light, Concrete | Poles - Concrete | STR | PM | FOS | OPERATING | 4 | 2020-06-11
LGHT00109 | J7-0689 | Pole, Area Light, Concrete | Poles - Concrete | STR | PM | FOS | OPERATING | 4 | 2023-04-26
LGHT00110 | J7-0689 | Pole, Area Light, Concrete | Poles - Concrete | STR | PM | FOS | OPERATING | 4 | 2023-04-26
LGHT00111 | J7-0689 | Pole, Area Light, Concrete | Poles - Concrete | STR | PM | FOS | OPERATING | 4 | 2023-04-26
LGHT00112 | J7-0689 | Pole, Area Light, Concrete | Poles - Concrete | STR | PM | FOS | OPERATING | 4 | 2023-04-26
LGHT00113 | J7-0689 | Pole, Area Light, Concrete | Poles - Concrete | STR | PM | FOS | OPERATING | 4 | 2023-04-26
LGHT00114 | J7-0689 | Pole, Area Light, Concrete | Poles - Concrete | STR | PM | FOS | OPERATING | 4 | 2023-04-26
LGHT00115 | J7-0689 | Pole, Area Light, Concrete | Poles - Concrete | STR | PM | FOS | OPERATING | 4 | 2023-04-29
LGHT00116 | J7-0689 | Pole, Area Light, Concrete | Poles - Concrete | STR | PM | FOS | OPERATING | 4 | 2023-04-26
LGHT00117 | J7-0689 | Pole, Area Light, Concrete | Poles - Concrete | STR | PM | FOS | OPERATING | 4 | 2024-04-02
LGHT00118 | J7-0689 | Pole, Area Light, Concrete | Poles - Concrete | STR | PM | FOS | OPERATING | 4 | 2024-04-02
LGHT00119 | J7-0689 | Pole, Area Light, Concrete | Poles - Concrete | STR | PM | FOS | OPERATING | 4 | 2024-04-02
LGHT00120 | J7-0689 | Pole, Area Light, Concrete | Poles - Concrete | STR | PM | FOS | OPERATING | 4 | 2021-10-28
LGHT00121 | J7-0689 | Pole, Area Light, Concrete | Poles - Concrete | STR | PM | FOS | OPERATING | 4 | 2023-04-29
LGHT00122 | J7-0689 | Pole, Area Light, Concrete | Poles - Concrete | STR | PM | FOS | OPERATING | 4 | 2023-04-29
LGHT00123 | J7-0689 | Pole, Area Light, Concrete | Poles - Concrete | STR | PM | FOS | OPERATING | 4 | 2023-04-29
LGHT00124 | J7-0689 | Pole, Area Light, Concrete | Poles - Concrete | STR | PM | FOS | OPERATING | 2 | 2020-06-12
LGHT00125 | J7-0689 | Pole, Area Light, Concrete | Poles - Concrete | STR | PM | FOS | OPERATING | 4 | 2023-05-23
LGHT00126 | J7-0689 | Pole, Area Light, Concrete | Poles - Concrete | STR | PM | FOS | OPERATING | 4 | 2023-04-29
LGHT00127 | J7-0689 | Pole, Area Light, Concrete | Poles - Concrete | STR | PM | FOS | OPERATING | 4 | 2023-04-29
LGHT00128 | J7-0689 | Pole, Area Light, Concrete | Poles - Concrete | STR | PM | FOS | OPERATING | 4 | 2023-05-08
LGHT00129 | J7-0689 | Pole, Area Light, Concrete | Poles - Concrete | STR | PM | FOS | OPERATING | 4 | 2023-05-08
LGHT00130 | J7-0689 | Pole, Area Light, Concrete | Poles - Concrete | STR | PM | FOS | OPERATING | 4 | 2023-05-08
LGHT00131 | J7-0689 | Pole, Area Light, Concrete | Poles - Concrete | STR | PM | FOS | OPERATING | 4 | 2023-05-08
LGHT00132 | J7-0689 | Pole, Area Light, Concrete | Poles - Concrete | STR | PM | FOS | OPERATING | 4 | 2023-05-08
LGHT00133 | J7-0689 | Pole, Area Light, Concrete | Poles - Concrete | STR | PM | FOS | OPERATING | 4 | 2023-05-08
LGHT00134 | J7-0689 | Pole, Area Light, Concrete | Poles - Concrete | STR | PM | FOS | OPERATING | 4 | 2023-04-29
LGHT00135 | J7-0689 | Pole, Area Light, Concrete | Poles - Concrete | STR | PM | FOS | OPERATING | 4 | 2023-04-29
LGHT00136 | J7-0689 | Pole, Area Light, Concrete | Poles - Concrete | STR | PM | FOS | OPERATING | 4 | 2023-04-29
LGHT00137 | J7-0689 | Pole, Area Light, Concrete | Poles - Concrete | STR | PM | FOS | OPERATING | 4 | 2023-04-29
LGHT00138 | J7-0689 | Pole, Area Light, Concrete | Poles - Concrete | STR | PM | FOS | OPERATING | 4 | 2023-05-23
LGHT00139 | J7-0689 | Pole, Area Light, Concrete | Poles - Concrete | STR | PM | FOS | OPERATING | 4 | 2023-05-23
LGHT00140 | J7-0689 | Pole, Area Light, Concrete | Poles - Concrete | STR | PM | FOS | OPERATING | 4 | 2023-05-23
LGHT00141 | J7-0689 | Pole, Area Light, Concrete | Poles - Concrete | STR | PM | FOS | OPERATING | 4 | 2023-05-23
LGHT00142 | J7-0689 | Pole, Area Light, Concrete | Poles - Concrete | STR | PM | FOS | OPERATING | 4 | 2023-05-23
LGHT00143 | J7-0689 | Pole, Area Light, Concrete | Poles - Concrete | STR | PM | FOS | OPERATING | 4 | 2023-05-23
LGHT00144 | J7-0689 | Pole, Area Light, Concrete | Poles - Concrete | STR | PM | FOS | OPERATING | 4 | 2023-05-23
LGHT00145 | J7-0689 | Pole, Area Light, Metal-Exposed Anchor Bolts | Poles - Metal-Exposed Anchor Bolts | STR | PM | FOS | OPERATING | 4 | 2022-04-29
LGHT00146 | J7-0689 | Pole, Area Light, Concrete | Poles - Concrete | STR | PM | FOS | OPERATING | 4 | 2023-05-24
LGHT00147 | J7-0689 | Pole, Area Light, Concrete | Poles - Concrete | STR | PM | FOS | OPERATING | 4 | 2023-05-24
LGHT00148 | J7-0689 | Pole, Area Light, Concrete | Poles - Concrete | STR | PM | FOS | OPERATING | 4 | 2023-05-24
LGHT00149 | J7-0689 | Pole, Area Light, Concrete | Poles - Concrete | STR | PM | FOS | OPERATING | 4 | 2023-05-24
LGHT00150 | J7-0689 | Pole, Area Light, Concrete | Poles - Concrete | STR | PM | FOS | OPERATING | 4 | 2023-05-24
LGHT00151 | J7-0689 | Pole, Area Light, Concrete | Poles - Concrete | STR | PM | FOS | OPERATING | 4 | 2023-05-24
LGHT00152 | J7-0689 | Pole, Area Light, Concrete | Poles - Concrete | STR | PM | FOS | OPERATING | 3 | 2023-05-24
LGHT00153 | J7-0689 | Pole, Area Light, Concrete | Poles - Concrete | STR | PM | FOS | OPERATING | 4 | 2023-08-09
LGHT00154 | J7-0689 | Pole, Area Light, Concrete | Poles - Concrete | STR | PM | FOS | OPERATING | 4 | 2023-08-09
LGHT00155 | J7-0689 | Pole, Area Light, Concrete | Poles - Concrete | STR | PM | FOS | OPERATING | 4 | 2021-11-19
LGHT00156 | J7-0689 | Pole, Area Light, Concrete | Poles - Concrete | STR | PM | FOS | OPERATING | 4 | 2021-11-19
LGHT00157 | J7-0689 | Pole, Area Light, Concrete | Poles - Concrete | STR | PM | FOS | OPERATING | 4 | 2021-11-19
LGHT00158 | J7-0689 | Pole, Area Light, Concrete | Poles - Concrete | STR | PM | FOS | OPERATING | 4 | 2021-11-19
LGHT00159 | M6-0138 | Pole, Parking Lot Light, Concrete | Poles - Concrete | STR | PM | FOS | OPERATING | 4 | 2023-07-06
LGHT00160 | M6-0138 | Pole, Parking Lot Light, Concrete | Poles - Concrete | STR | PM | FOS | OPERATING | 4 | 2023-07-06
LGHT00161 | M6-0138 | Pole, Parking Lot Light, Concrete | Poles - Concrete | STR | PM | FOS | OPERATING | 4 | 2023-07-06
LGHT00162 | M6-0138 | Pole, Parking Lot Light, Concrete | Poles - Concrete | STR | PM | FOS | OPERATING | 4 | 2023-07-06
LGHT00163 | M6-0138 | Pole, Parking Lot Light, Concrete | Poles - Concrete | STR | PM | FOS | OPERATING | 4 | 2023-07-06
LGHT00164 | M6-0138 | Pole, Parking Lot Light, Concrete | Poles - Concrete | STR | PM | FOS | OPERATING | 4 | 2023-07-06
LGHT00165 | M6-0138 | Pole, Parking Lot Light, Concrete | Poles - Concrete | STR | PM | FOS | OPERATING | 4 | 2023-07-06
LGHT00166 | M6-0138 | Pole, Parking Lot Light, Concrete | Poles - Concrete | STR | PM | FOS | OPERATING | 4 | 2023-07-06
LGHT00167 | M6-0138 | Pole, Parking Lot Light, Concrete | Poles - Concrete | STR | PM | FOS | OPERATING | 4 | 2023-07-06
LGHT00168 | M6-0138 | Pole, Parking Lot Light, Concrete | Poles - Concrete | STR | PM | FOS | OPERATING | 4 | 2021-10-27
LGHT00169 | M6-0138 | Pole, Parking Lot Light, Concrete | Poles - Concrete | STR | PM | FOS | OPERATING | 4 | 2021-10-27
LGHT00170 | M7-0360 | Pole, Streetlight, Concrete | Poles - Concrete | STR | PM | FOS | OPERATING | 4 | 2021-10-25
LGHT00171 | M7-0360 | Pole, Parking Lot Light, Concrete | Poles - Concrete | STR | PM | FOS | OPERATING | 4 | 2021-10-25
LGHT00172 | M7-0360 | Pole, Parking Lot Light, Concrete | Poles - Concrete | STR | PM | FOS | OPERATING | 4 | 2021-10-25
LGHT00173 | KSC | Pole, Parking Lot Light, Wood | Poles - Wood | STR | N/A | XSD | DECOMMISSIONED | 3
LGHT00174 | K6-0494 | Pole, Area Light, Metal-Metal Base | Poles - Metal-Metal Base | STR | PM | FOS | OPERATING | 4 | 2021-03-24
LGHT00178 | KSC | Pole, Parking Lot Light, Wood | Poles - Wood | STR | N/A | XSD | DECOMMISSIONED | 3
LGHT00181 | M6-0996 | Pole, Area Light, Wood | Poles - Wood | STR | PM | FOS | OPERATING | 4 | 2024-02-28
LGHT00182 | KSC | Pole, Area Light, Wood | Poles - Wood | STR | N/A | XSD | DECOMMISSIONED | 2 | 2018-02-12
LGHT00183 | KSC | Pole, Area Light, Wood | Poles - Wood | STR | N/A | XSD | DECOMMISSIONED | 4
LGHT00184 | KSC | Pole, Area Light, Wood | Poles - Wood | STR | N/A | XSD | DECOMMISSIONED | 4
LGHT00185 | KSC | Pole, Area Light, Wood | Poles - Wood | STR | N/A | XSD | DECOMMISSIONED | 4
LGHT00186 | KSC | Pole, Area Light, Wood | Poles - Wood | STR | N/A | XSD | DECOMMISSIONED | 4
LGHT00187 | P6-1638 | Pole, Area Light, Wood | Poles - Wood | STR | PM | FOS | OPERATING | 4 | 2022-09-02
LGHT00188 | P6-1638 | Pole, Area Light, Concrete | Poles - Concrete | STR | PM | FOS | OPERATING | 4 | 2021-10-06
LGHT00189 | M6-0223 | Pole, Streetlight, Metal-Exposed Anchor Bolts | Poles - Metal-Exposed Anchor Bolts | STR | PM | FOS | OPERATING | 4 | 2022-05-02
LGHT00191 | M7-0360 | Pole, Parking Lot Light, Concrete | Poles - Concrete | STR | PM | FOS | OPERATING | 4 | 2021-10-26
LGHT00192 | M7-0360 | Pole, Streetlight, Concrete | Poles - Concrete | STR | PM | FOS | OPERATING | 4 | 2021-10-25
LGHT00193 | M7-0360 | Pole, Streetlight, Concrete | Poles - Concrete | STR | PM | FOS | OPERATING | 4 | 2021-10-25
LGHT00194 | M7-0360 | Pole, Parking Lot Light, Concrete | Poles - Concrete | STR | PM | FOS | OPERATING | 4 | 2021-10-26
LGHT00195 | M7-0360 | Pole, Parking Lot Light, Concrete | Poles - Concrete | STR | PM | FOS | OPERATING | 4 | 2021-10-26
LGHT00196 | M7-0360 | Pole, Parking Lot Light, Concrete | Poles - Concrete | STR | PM | FOS | OPERATING | 4 | 2021-10-26
LGHT00197 | M7-0360 | Pole, Parking Lot Light, Concrete | Poles - Concrete | STR | PM | FOS | OPERATING | 4 | 2021-10-26
LGHT00198 | M7-0360 | Pole, Parking Lot Light, Concrete | Poles - Concrete | STR | PM | FOS | OPERATING | 4 | 2021-10-26
LGHT00199 | K6-0900 | Pole, Parking Lot Light, Concrete | Poles - Concrete | STR | PM | FOS | OPERATING | 4 | 2021-10-06
LGHT00200 | K6-0848 | Pole, Area Light, Metal-Exposed Anchor Bolts | Poles - Metal-Exposed Anchor Bolts | STR | PM | FOS | OPERATING | 4 | 2022-01-13
LGHT00201 | K6-0848 | Pole, Area Light, Concrete | Poles - Concrete | STR | PM | FOS | OPERATING | 4 | 2023-07-06
LGHT00202 | K6-0848 | Pole, Area Light, Concrete | Poles - Concrete | STR | PM | FOS | OPERATING | 4 | 2023-07-06
LGHT00203 | K6-0900 | Pole, Parking Lot Light, Concrete | Poles - Concrete | STR | PM | FOS | OPERATING | 4 | 2021-10-01
LGHT00204 | K6-0900 | Pole, Parking Lot Light, Concrete | Poles - Concrete | STR | PM | FOS | OPERATING | 4 | 2021-10-01
LGHT00205 | K6-0900 | Pole, Parking Lot Light, Concrete | Poles - Concrete | STR | PM | FOS | OPERATING | 4 | 2021-10-01
LGHT00206 | K6-0848 | Pole, Area Light, Concrete | Poles - Concrete | STR | PM | FOS | OPERATING | 4 | 2023-07-06
LGHT00207 | K6-0848 | Pole, Area Light, Concrete | Poles - Concrete | STR | PM | FOS | OPERATING | 4 | 2021-10-06
LGHT00208 | K6-0848 | Pole, Area Light, Concrete | Poles - Concrete | STR | PM | FOS | OPERATING | 3 | 2021-10-06
LGHT00209 | K6-0848 | Pole, Area Light, Concrete | Poles - Concrete | STR | PM | FOS | OPERATING | 4 | 2023-07-06
LGHT00210 | K6-0848 | Pole, Area Light, Concrete | Poles - Concrete | STR | PM | FOS | OPERATING | 4 | 2021-10-06
LGHT00211 | K6-0848 | Pole, Area Light, Concrete | Poles - Concrete | STR | PM | FOS | OPERATING | 4 | 2021-10-06
LGHT00212 | K6-0848 | Pole, Area Light, Concrete | Poles - Concrete | STR | PM | FOS | OPERATING | 4 | 2021-10-06
LGHT00213 | K6-0848 | Pole, Area Light, Concrete | Poles - Concrete | STR | PM | FOS | OPERATING | 4 | 2021-10-06
LGHT00214 | K6-0848 | Pole, Area Light, Concrete | Poles - Concrete | STR | PM | FOS | OPERATING | 4 | 2021-10-06
LGHT00215 | K6-0848 | Pole, Area Light, Concrete | Poles - Concrete | STR | PM | FOS | OPERATING | 4 | 2021-10-06
LGHT00216 | K6-0848 | Pole, Streetlight, Concrete | Poles - Concrete | STR | PM | FOS | OPERATING | 4 | 2021-10-06
LGHT00217 | K6-0848 | Pole, Streetlight, Concrete | Poles - Concrete | STR | PM | FOS | OPERATING | 4 | 2021-10-06
LGHT00218 | K6-0848 | Pole, Streetlight, Concrete | Poles - Concrete | STR | PM | FOS | OPERATING | 4 | 2021-10-06
LGHT00219 | K6-0848 | Pole, Area Light, Concrete | Poles - Concrete | STR | PM | FOS | OPERATING | 4 | 2021-10-06
LGHT00220 | K6-0848 | Pole, Area Light, Concrete | Poles - Concrete | STR | PM | FOS | OPERATING | 4 | 2021-10-06
LGHT00221 | K6-0848 | Pole, Area Light, Concrete | Poles - Concrete | STR | PM | FOS | OPERATING | 4 | 2021-10-06
LGHT00222 | K6-0848 | Pole, Area Light, Concrete | Poles - Concrete | STR | PM | FOS | OPERATING | 4 | 2021-10-06
LGHT00223 | K6-0848 | Pole, Area Light, Concrete | Poles - Concrete | STR | PM | FOS | OPERATING | 4 | 2021-10-06
LGHT00224 | K6-0848 | Pole, Area Light, Concrete | Poles - Concrete | STR | PM | FOS | OPERATING | 4 | 2021-10-06
LGHT00225 | K6-0900 | Pole, Area Light, Concrete | Poles - Concrete | STR | PM | FOS | OPERATING | 4 | 2021-10-01
LGHT00226 | K6-0900 | Pole, Parking Lot Light, Concrete | Poles - Concrete | STR | PM | FOS | OPERATING | 4 | 2021-10-01
LGHT00227 | K6-1249 | Pole, Parking Lot Light, Metal-Metal Base | Poles - Metal-Metal Base | STR | PM | FOS | OPERATING | 4 | 2022-04-05
LGHT00228 | J7-0689 | Pole, Area Light, Concrete | Poles - Concrete | STR | PM | FOS | OPERATING | 4 | 2021-11-19
LGHT00230 | K6-1249 | Pole, Parking Lot Light, Metal-Metal Base | Poles - Metal-Metal Base | STR | PM | FOS | OPERATING | 4 | 2022-04-05
LGHT00231 | K6-1249 | Pole, Parking Lot Light, Metal-Metal Base | Poles - Metal-Metal Base | STR | PM | FOS | OPERATING | 4 | 2022-04-06
LGHT00232 | K6-1249 | Pole, Parking Lot Light, Metal-Metal Base | Poles - Metal-Metal Base | STR | PM | FOS | OPERATING | 4 | 2022-04-05
LGHT00233 | K6-1249 | Pole, Parking Lot Light, Metal-Metal Base | Poles - Metal-Metal Base | STR | PM | FOS | OPERATING | 4 | 2022-04-07
LGHT00234 | K6-1249 | Pole, Parking Lot Light, Metal-Metal Base | Poles - Metal-Metal Base | STR | PM | FOS | OPERATING | 4 | 2019-04-25
LGHT00235 | K6-1249 | Pole, Parking Lot Light, Metal-Metal Base | Poles - Metal-Metal Base | STR | PM | FOS | OPERATING | 4 | 2022-04-07
LGHT00236 | K6-1249 | Pole, Parking Lot Light, Metal-Metal Base | Poles - Metal-Metal Base | STR | PM | FOS | OPERATING | 4 | 2019-04-25
LGHT00237 | K6-1249 | Pole, Parking Lot Light, Metal-Metal Base | Poles - Metal-Metal Base | STR | PM | FOS | OPERATING | 4 | 2019-04-25
LGHT00238 | K6-1249 | Pole, Parking Lot Light, Metal-Metal Base | Poles - Metal-Metal Base | STR | PM | FOS | OPERATING | 4 | 2019-04-25
LGHT00239 | K6-1249 | Pole, Parking Lot Light, Metal-Metal Base | Poles - Metal-Metal Base | STR | PM | FOS | OPERATING | 4 | 2019-04-25
LGHT00240 | K6-1249 | Pole, Parking Lot Light, Metal-Metal Base | Poles - Metal-Metal Base | STR | PM | FOS | OPERATING | 4 | 2022-04-08
LGHT00241 | K6-1249 | Pole, Parking Lot Light, Metal-Metal Base | Poles - Metal-Metal Base | STR | PM | FOS | OPERATING | 4 | 2022-04-08
LGHT00242 | K6-1249 | Pole, Parking Lot Light, Metal-Metal Base | Poles - Metal-Metal Base | STR | PM | FOS | OPERATING | 4 | 2019-04-25
LGHT00243 | K6-1249 | Pole, Parking Lot Light, Metal-Metal Base | Poles - Metal-Metal Base | STR | PM | FOS | OPERATING | 4 | 2022-07-05
LGHT00244 | K6-1249 | Pole, Parking Lot Light, Metal-Metal Base | Poles - Metal-Metal Base | STR | PM | FOS | OPERATING | 4 | 2022-07-05
LGHT00245 | K6-1249 | Pole, Parking Lot Light, Metal-Metal Base | Poles - Metal-Metal Base | STR | PM | FOS | OPERATING | 4 | 2022-07-05
LGHT00246 | K6-1249 | Pole, Parking Lot Light, Metal-Metal Base | Poles - Metal-Metal Base | STR | PM | FOS | OPERATING | 4 | 2022-07-05
LGHT00247 | K6-1249 | Pole, Parking Lot Light, Metal-Metal Base | Poles - Metal-Metal Base | STR | PM | FOS | OPERATING | 4 | 2022-07-05
LGHT00248 | K6-1249 | Pole, Parking Lot Light, Metal-Metal Base | Poles - Metal-Metal Base | STR | PM | FOS | OPERATING | 4 | 2022-07-05
LGHT00252 | K6-0494 | Pole, Area Light, Wood | Poles - Wood | STR | PM | FOS | OPERATING | 4 | 2024-01-09
LGHT00254 | K6-1995 | Pole, Parking Lot Light, Wood | Poles - Wood | STR | PM | FOS | OPERATING | 3 | 2022-04-05
LGHT00256 | M7-0360 | Pole, Parking Lot Light, Metal-Metal Base | Poles - Metal-Metal Base | STR | PM | FOS | OPERATING | 4 | 2021-08-30
LGHT00257 | M7-0360 | Pole, Parking Lot Light, Concrete | Poles - Concrete | STR | PM | FOS | OPERATING | 4 | 2021-10-27
LGHT00258 | M6-0787 | Pole, Parking Lot Light, Metal-Metal Base | Poles - Metal-Metal Base | STR | PM | FOS | OPERATING | 4 | 2021-08-05
LGHT00259 | M7-0360 | Pole, Parking Lot Light, Concrete | Poles - Concrete | STR | PM | FOS | OPERATING | 4 | 2021-10-27
LGHT00260 | M6-0787 | Pole, Parking Lot Light, Metal-Metal Base | Poles - Metal-Metal Base | STR | PM | FOS | OPERATING | 4 | 2021-08-05
LGHT00261 | M6-0787 | Pole, Parking Lot Light, Metal-Metal Base | Poles - Metal-Metal Base | STR | PM | FOS | OPERATING | 4 | 2023-08-04
LGHT00262 | M6-0787 | Pole, Parking Lot Light, Metal-Metal Base | Poles - Metal-Metal Base | STR | PM | FOS | OPERATING | 4 | 2023-08-04
LGHT00263 | M6-0787 | Pole, Parking Lot Light, Metal-Metal Base | Poles - Metal-Metal Base | STR | PM | FOS | OPERATING | 4 | 2023-08-04
LGHT00265 | K6-1995 | Pole, Parking Lot Light, Concrete | Poles - Concrete | STR | PM | FOS | OPERATING | 4 | 2021-10-27
LGHT00266 | M6-0787 | Pole, Parking Lot Light, Metal-Metal Base | Poles - Metal-Metal Base | STR | PM | FOS | OPERATING | 4 | 2023-08-04
LGHT00267 | M6-0787 | Pole, Parking Lot Light, Metal-Metal Base | Poles - Metal-Metal Base | STR | PM | FOS | OPERATING | 4 | 2021-08-05
LGHT00268 | M6-0787 | Pole, Parking Lot Light, Metal-Metal Base | Poles - Metal-Metal Base | STR | PM | FOS | OPERATING | 4 | 2023-12-13
LGHT00269 | M6-0787 | Pole, Parking Lot Light, Metal-Metal Base | Poles - Metal-Metal Base | STR | PM | FOS | OPERATING | 4 | 2023-12-13
LGHT00270 | KSC | Pole, Parking Lot Light, Metal-Exposed Anchor Bolts | Poles - Metal-Exposed Anchor Bolts | STR | N/A | XSD | DECOMMISSIONED | 2 | 2018-01-03
LGHT00270-R1 | M6-0787 | Pole, Parking Lot Light, Metal-Exposed Anchor Bolts | Poles - Metal-Exposed Anchor Bolts | STR | PM | FOS | OPERATING | 4 | 2022-01-10
LGHT00271 | K6-1995 | Pole, Parking Lot Light, Concrete | Poles - Concrete | STR | PM | FOS | OPERATING | 4 | 2021-10-27
LGHT00275 | P6-1638 | Pole, Area Light, Wood | Poles - Wood | STR | N/A | XSD | DECOMMISSIONED | 2 | 2020-05-19
LGHT00276 | P6-1638 | Pole, Area Light, Wood | Poles - Wood | STR | PM | FOS | OPERATING | 4 | 2022-07-06
LGHT00277 | P6-1638 | Pole, Area Light, Wood | Poles - Wood | STR | N/A | XSD | DECOMMISSIONED | 1 | 2022-07-11
LGHT00278 | KSC | Pole, Area Light, Wood | Poles - Wood | STR | N/A | XSD | DECOMMISSIONED | 2 | 2018-02-12
LGHT00279 | P6-1638 | Pole, Area Light, Concrete | Poles - Concrete | STR | PM | FOS | OPERATING | 4 | 2021-10-06
LGHT00281 | P6-1638 | Pole, Area Light, Concrete | Poles - Concrete | STR | PM | FOS | OPERATING | 4 | 2021-10-01
LGHT00282 | P6-1638 | Pole, Area Light, Concrete | Poles - Concrete | STR | PM | FOS | OPERATING | 4 | 2021-10-01
LGHT00283 | P6-1638 | Pole, Area Light, Concrete | Poles - Concrete | STR | PM | FOS | OPERATING | 4 | 2021-10-01
LGHT00284 | P6-1638 | Pole, Area Light, Concrete | Poles - Concrete | STR | PM | FOS | OPERATING | 4 | 2021-10-01
LGHT00285 | P6-1638 | Pole, Area Light, Concrete | Poles - Concrete | STR | PM | FOS | OPERATING | 4 | 2021-10-01
LGHT00286 | P6-1638 | Pole, Area Light, Concrete | Poles - Concrete | STR | PM | FOS | OPERATING | 4 | 2021-10-01
LGHT00287 | P6-1638 | Pole, Area Light, Concrete | Poles - Concrete | STR | PM | FOS | OPERATING | 4 | 2021-10-01
LGHT00288 | P6-1638 | Pole, Area Light, Concrete | Poles - Concrete | STR | PM | FOS | OPERATING | 4 | 2021-10-01
LGHT00289 | P6-1638 | Pole, Area Light, Concrete | Poles - Concrete | STR | PM | FOS | OPERATING | 4 | 2021-10-01
LGHT00290 | P6-1638 | Pole, Area Light, Concrete | Poles - Concrete | STR | PM | FOS | OPERATING | 4 | 2021-10-01
LGHT00291 | M6-0223 | Pole, Streetlight, Metal-Metal Base | Poles - Metal-Metal Base | STR | PM | FOS | OPERATING | 4 | 2021-06-28
LGHT00292 | M6-0223 | Pole, Streetlight, Metal-Metal Base | Poles - Metal-Metal Base | STR | PM | FOS | OPERATING | 4 | 2021-06-28
LGHT00293 | M6-0223 | Pole, Streetlight, Metal-Metal Base | Poles - Metal-Metal Base | STR | PM | FOS | OPERATING | 4 | 2021-06-28
LGHT00294 | M6-0223 | Pole, Streetlight, Metal-Exposed Anchor Bolts | Poles - Metal-Exposed Anchor Bolts | STR | PM | FOS | OPERATING | 4 | 2022-05-02
LGHT00295 | M7-1355 | Pole, Area Light, Metal-Metal Base | Poles - Metal-Metal Base | STR | PM | FOS | OPERATING | 4 | 2021-06-29
LGHT00314 | Q6-0082B | Pole, Area Light, Fiberglass | Poles - Fiberglass | STR | PM | FOS | OPERATING | 4 | 2022-03-07
LGHT00315 | Q6-0082B | Pole, Area Light, Wood | Poles - Wood | STR | PM | FOS | OPERATING | 4 | 2024-03-01
LGHT00316 | Q6-0082B | Pole, Area Light, Wood | Poles - Wood | STR | PM | FOS | OPERATING | 4 | 2024-03-01
LGHT00317 | Q6-0082B | Pole, Area Light, Fiberglass | Poles - Fiberglass | STR | PM | FOS | OPERATING | 4 | 2022-03-07
LGHT00318 | Q6-0082B | Pole, Area Light, Fiberglass | Poles - Fiberglass | STR | PM | FOS | OPERATING | 4 | 2022-03-07
LGHT00319 | KSC | Pole, Area Light, Wood | Poles - Wood | STR | N/A | XSD | DECOMMISSIONED | 1 | 2018-02-12
LGHT00320 | Q6-0082B | Pole, Area Light, Fiberglass | Poles - Fiberglass | STR | PM | FOS | OPERATING | 4 | 2022-03-07
LGHT00321 | Q6-0082B | Pole, Area Light, Fiberglass | Poles - Fiberglass | STR | PM | FOS | OPERATING | 4 | 2022-03-07
LGHT00322 | Q6-0082B | Pole, Area Light, Wood | Poles - Wood | STR | PM | FOS | OPERATING | 4 | 2024-03-01
LGHT00323 | Q6-0082B | Pole, Area Light, Fiberglass | Poles - Fiberglass | STR | PM | FOS | OPERATING | 3 | 2022-03-07
LGHT00324 | Q6-0082B | Pole, Area Light, Fiberglass | Poles - Fiberglass | STR | PM | FOS | OPERATING | 4 | 2022-03-07
LGHT00325 | KSC | Pole, Area Light, Wood | Poles - Wood | STR | N/A | XSD | DECOMMISSIONED | 1 | 2018-02-12
LGHT00326 | Q6-0082B | Pole, Area Light, Fiberglass | Poles - Fiberglass | STR | PM | FOS | OPERATING | 4 | 2022-03-07
LGHT00327 | Q6-0082B | Pole, Area Light, Wood | Poles - Wood | STR | PM | FOS | OPERATING | 4 | 2021-02-18
LGHT00351 | Q6-0082B | Pole, Area Light, Fiberglass | Poles - Fiberglass | STR | PM | FOS | OPERATING | 4 | 2022-03-07
LGHT00353 | K6-1249 | Pole, Parking Lot Light, Metal-Metal Base | Poles - Metal-Metal Base | STR | PM | FOS | OPERATING | 4 | 2022-07-07
LGHT00354 | K6-1249 | Pole, Parking Lot Light, Metal-Metal Base | Poles - Metal-Metal Base | STR | PM | FOS | OPERATING | 4 | 2022-07-07
LGHT00356 | E3-1133 | Pole, Parking Lot Light, Metal-Metal Base | Poles - Metal-Metal Base | STR | PM | FOS | OPERATING | 4 | 2024-03-25
LGHT00357 | E3-1133 | Pole, Parking Lot Light, Metal-Metal Base | Poles - Metal-Metal Base | STR | PM | FOS | OPERATING | 4 | 2024-03-25
LGHT00360 | E3-1133 | Pole, Parking Lot Light, Metal-Metal Base | Poles - Metal-Metal Base | STR | PM | FOS | OPERATING | 4 | 2024-03-25
LGHT00361 | E3-1133 | Pole, Parking Lot Light, Metal-Metal Base | Poles - Metal-Metal Base | STR | PM | FOS | OPERATING | 4 | 2024-03-25
LGHT00362 | P6-1638 | Pole, Area Light, Concrete | Poles - Concrete | STR | PM | FOS | OPERATING | 4 | 2021-10-01
LGHT00363 | P6-1638 | Pole, Area Light, Concrete | Poles - Concrete | STR | PM | FOS | OPERATING | 4 | 2021-10-01
LGHT00364 | P6-1638 | Pole, Area Light, Concrete | Poles - Concrete | STR | PM | FOS | OPERATING | 4 | 2021-10-01
LGHT00365 | P6-1638 | Pole, Area Light, Concrete | Poles - Concrete | STR | PM | FOS | OPERATING | 4 | 2021-10-01
LGHT00366 | P6-1638 | Pole, Area Light, Wood | Poles - Wood | STR | PM | FOS | OPERATING | 4 | 2022-07-11
LGHT00367 | P6-1638 | Pole, Area Light, Wood | Poles - Wood | STR | PM | FOS | OPERATING | 3 | 2022-07-06
LGHT00368 | P6-1638 | Pole, Area Light, Concrete | Poles - Concrete | STR | PM | FOS | OPERATING | 4 | 2021-10-01
LGHT00369 | P6-1638 | Pole, Area Light, Concrete | Poles - Concrete | STR | PM | FOS | OPERATING | 4 | 2023-07-08
LGHT00370 | P6-1638 | Pole, Area Light, Concrete | Poles - Concrete | STR | PM | FOS | OPERATING | 4 | 2023-07-08
LGHT00371 | P6-1638 | Pole, Area Light, Metal-Metal Base | Poles - Metal-Metal Base | STR | PM | FOS | OPERATING | 3 | 2019-04-26
LGHT00372 | P6-1638 | Pole, Area Light, Wood | Poles - Wood | STR | PM | FOS | OPERATING | 4 | 2022-07-06
LGHT00373 | P6-1638 | Pole, Area Light, Concrete | Poles - Concrete | STR | PM | FOS | OPERATING | 4 | 2023-07-08
LGHT00374 | P6-1638 | Pole, Area Light, Concrete | Poles - Concrete | STR | PM | FOS | OPERATING | 4 | 2021-10-01
LGHT00375 | H7-1682 | Pole, Streetlight, Wood | Poles - Wood | STR | PM | FOS | OPERATING | 4 | 2022-07-11
LGHT00466 | H5-2140 | Pole, Streetlight, Metal-Metal Base | Poles - Metal-Metal Base | STR | PM | FOS | OPERATING | 4 | 2024-03-25
LGHT00467 | H5-2140 | Pole, Streetlight, Metal-Metal Base | Poles - Metal-Metal Base | STR | PM | FOS | OPERATING | 4 | 2024-03-26
LGHT00473 | H5-2140 | Pole, Streetlight, Metal-Metal Base | Poles - Metal-Metal Base | STR | PM | FOS | OPERATING | 4 | 2024-03-25
LGHT00474 | H5-2140 | Pole, Streetlight, Metal-Metal Base | Poles - Metal-Metal Base | STR | PM | FOS | OPERATING | 4 | 2024-02-29
LGHT00512 | H5-2140 | Pole, Streetlight, Metal-Metal Base | Poles - Metal-Metal Base | STR | PM | FOS | OPERATING | 4 | 2021-02-23
LGHT00513 | M6-0399 | Pole, Parking Lot Light, Concrete | Poles - Concrete | STR | N/A | XSD | DECOMMISSIONED | 4 | 2021-11-19
LGHT00514 | M6-0399 | Pole, Parking Lot Light, Concrete | Poles - Concrete | STR | N/A | XSD | DECOMMISSIONED | 4 | 2021-11-19
LGHT00515 | M6-0399 | Pole, Parking Lot Light, Concrete | Poles - Concrete | STR | N/A | XSD | DECOMMISSIONED | 4
LGHT00516 | K6-0848 | Pole, Streetlight, Concrete | Poles - Concrete | STR | PM | FOS | OPERATING | 4 | 2021-10-06
LGHT00517 | J7-0689 | Pole, Area Light, Concrete | Poles - Concrete | STR | PM | FOS | OPERATING | 4 | 2021-11-19
LGHT00518 | J7-0689 | Pole, Area Light, Concrete | Poles - Concrete | STR | PM | FOS | OPERATING | 2 | 2021-11-26
LGHT00519 | M6-0399 | Pole, Parking Lot Light, Concrete | Poles - Concrete | STR | N/A | XSD | DECOMMISSIONED | 4 | 2021-11-19
LGHT00520 | K6-1249 | Pole, Parking Lot Light, Metal-Metal Base | Poles - Metal-Metal Base | STR | PM | FOS | OPERATING | 4 | 2022-01-06
LGHT00521 | K6-1249 | Pole, Parking Lot Light, Metal-Metal Base | Poles - Metal-Metal Base | STR | PM | FOS | OPERATING | 4 | 2022-01-06
LGHT00522 | K6-1249 | Pole, Parking Lot Light, Metal-Metal Base | Poles - Metal-Metal Base | STR | PM | FOS | OPERATING | 4 | 2022-01-06
LGHT00523 | K6-1249 | Pole, Parking Lot Light, Metal-Metal Base | Poles - Metal-Metal Base | STR | PM | FOS | OPERATING | 4 | 2022-01-06
LGHT00524 | K6-1249 | Pole, Parking Lot Light, Metal-Metal Base | Poles - Metal-Metal Base | STR | PM | FOS | OPERATING | 4 | 2022-01-06
LGHT00525 | K6-1249 | Pole, Parking Lot Light, Metal-Metal Base | Poles - Metal-Metal Base | STR | PM | FOS | OPERATING | 4 | 2022-01-12
LGHT00529 | M6-0787 | Pole, Parking Lot Light, Metal-Metal Base | Poles - Metal-Metal Base | STR | PM | FOS | OPERATING | 4 | 2023-12-13
LGHT00530 | N6-2296 | Pole, Area Light, Metal-Exposed Anchor Bolts | Poles - Metal-Exposed Anchor Bolts | STR | PM | FOS | OPERATING | 4 | 2022-04-08
LGHT00531 | N6-2296 | Pole, Area Light, Metal-Exposed Anchor Bolts | Poles - Metal-Exposed Anchor Bolts | STR | PM | FOS | OPERATING | 4 | 2022-04-07
LGHT00532 | J3-0273 | Pole, Streetlight, Concrete | Poles - Concrete | STR | PM | FOS | OPERATING | 5 | 2023-07-08
LGHT00535 | K7-1207 | Pole, Parking Lot Light, Wood | Poles - Wood | STR | PM | FOS | OPERATING | 4 | 2022-04-29
LGHT00536 | K7-1207 | Pole, Parking Lot Light, Wood | Poles - Wood | STR | PM | FOS | OPERATING | 4 | 2022-05-02
LGHT00537 | KSC | Pole, Parking Lot Light, Wood | Poles - Wood | STR | N/A | XSD | DECOMMISSIONED | 3
LGHT00538 | K7-0415 | Pole, Area Light, Metal-Metal Base | Poles - Metal-Metal Base | STR | PM | FOS | OPERATING | 4 | 2021-08-04
LGHT00539 | K7-0415 | Pole, Area Light, Metal-Metal Base | Poles - Metal-Metal Base | STR | PM | FOS | OPERATING | 4 | 2021-08-04
LGHT00540 | K7-0415 | Pole, Area Light, Metal-Metal Base | Poles - Metal-Metal Base | STR | PM | FOS | OPERATING | 3 | 2021-08-04
LGHT00541 | K7-0415 | Pole, Area Light, Metal-Metal Base | Poles - Metal-Metal Base | STR | PM | FOS | OPERATING | 4 | 2021-08-04
LGHT00542 | K7-0415 | Pole, Area Light, Metal-Metal Base | Poles - Metal-Metal Base | STR | PM | FOS | OPERATING | 4 | 2021-08-04
LGHT00543 | K7-0415 | Pole, Area Light, Metal-Metal Base | Poles - Metal-Metal Base | STR | PM | FOS | OPERATING | 4 | 2021-08-04
LGHT00544 | K7-0415 | Pole, Area Light, Metal-Metal Base | Poles - Metal-Metal Base | STR | PM | FOS | OPERATING | 4 | 2021-08-04
LGHT00546 | P6-1638 | Pole, Area Light, Wood | Poles - Wood | STR | PM | FOS | OPERATING | 4 | 2022-07-06
LGHT00567 | J7-0689 | Pole, Area Light, Concrete | Poles - Concrete | STR | PM | FOS | OPERATING | 4 | 2021-11-19
LGHT00571 | K7-1207 | Pole, Parking Lot Light, Wood | Poles - Wood | STR | PM | FOS | OPERATING | 4 | 2022-05-02
LGHT00572 | K7-1207 | Pole, Parking Lot Light, Wood | Poles - Wood | STR | PM | FOS | OPERATING | 4 | 2022-05-02
LGHT00573 | K7-1207 | Pole, Parking Lot Light, Wood | Poles - Wood | STR | PM | FOS | OPERATING | 4 | 2019-04-30
LGHT00574 | K6-2359 | Pole, Area Light, Wood | Poles - Wood | STR | PM | FOS | OPERATING | 4 | 2022-05-06
LGHT00575 | K6-2359 | Pole, Area Light, Wood | Poles - Wood | STR | PM | FOS | OPERATING | 4 | 2022-05-02
LGHT00576 | K6-2359 | Pole, Area Light, Wood | Poles - Wood | STR | PM | FOS | OPERATING | 4 | 2022-05-02
LGHT00577 | K6-2359 | Pole, Area Light, Wood | Poles - Wood | STR | PM | FOS | OPERATING | 3 | 2019-04-30
LGHT00578 | K6-2359 | Pole, Area Light, Wood | Poles - Wood | STR | PM | FOS | OPERATING | 3 | 2019-04-30
LGHT00579 | K6-2359 | Pole, Area Light, Wood | Poles - Wood | STR | PM | FOS | OPERATING | 4 | 2022-05-02
LGHT00580 | K6-2359 | Pole, Area Light, Wood | Poles - Wood | STR | PM | FOS | OPERATING | 4 | 2022-05-02
LGHT00581 | K6-2359 | Pole, Area Light, Wood | Poles - Wood | STR | PM | FOS | OPERATING | 3 | 2019-04-30
LGHT00582 | K6-2359 | Pole, Area Light, Wood | Poles - Wood | STR | PM | FOS | OPERATING | 3 | 2022-07-11
LGHT00583 | K6-2359 | Pole, Area Light, Wood | Poles - Wood | STR | PM | FOS | OPERATING | 4 | 2022-07-06
LGHT00584 | K6-2359 | Pole, Area Light, Wood | Poles - Wood | STR | PM | FOS | OPERATING | 4 | 2022-07-06
LGHT00585 | K7-0468 | Pole, Area Light, Concrete | Poles - Concrete | STR | N/A | XSD | DECOMMISSIONED | 3 | 2019-05-18
LGHT00586 | K7-0140 | Pole, Streetlight, Wood | Poles - Wood | STR | PM | FOS | OPERATING | 4 | 2022-07-05
LGHT00587 | K7-0140 | Pole, Streetlight, Wood | Poles - Wood | STR | PM | FOS | OPERATING | 4 | 2022-07-05
LGHT00588 | J7-1388 | Pole, Area Light, Wood | Poles - Wood | STR | PM | FOS | OPERATING | 4 | 2022-07-07
LGHT00589 | J7-1388 | Pole, Area Light, Wood | Poles - Wood | STR | PM | FOS | OPERATING | 4 | 2022-07-07
LGHT00590 | J7-1388 | Pole, Area Light, Wood | Poles - Wood | STR | PM | FOS | OPERATING | 4 | 2022-07-07
LGHT00645 | J7-0689 | Pole, Area Light, Wood | Poles - Wood | STR | PM | FOS | OPERATING | 4 | 2022-07-07
LGHT00646 | J7-0689 | Pole, Area Light, Wood | Poles - Wood | STR | N/A | XSD | DECOMMISSIONED | 1 | 2022-07-06
LGHT00647 | J7-0689 | Pole, Area Light, Wood | Poles - Wood | STR | PM | FOS | OPERATING | 4 | 2022-07-07
LGHT00648 | J7-0689 | Pole, Area Light, Wood | Poles - Wood | STR | PM | FOS | OPERATING | 4 | 2022-07-06
LGHT00649 | J7-0689 | Pole, Area Light, Wood | Poles - Wood | STR | PM | FOS | OPERATING | 4 | 2022-07-06
LGHT00650 | J7-0689 | Pole, Area Light, Wood | Poles - Wood | STR | PM | FOS | OPERATING | 4 | 2022-07-07
LGHT00651 | J7-0689 | Pole, Area Light, Wood | Poles - Wood | STR | PM | FOS | OPERATING | 3 | 2022-07-06
LGHT00652 | J7-0689 | Pole, Area Light, Wood | Poles - Wood | STR | PM | FOS | OPERATING | 2 | 2019-06-18
LGHT00653 | J7-0689 | Pole, Area Light, Wood | Poles - Wood | STR | PM | FOS | OPERATING | 2 | 2022-07-06
LGHT00654 | J7-0689 | Pole, Area Light, Wood | Poles - Wood | STR | PM | FOS | OPERATING | 4 | 2022-07-07
LGHT00656 | J7-0689 | Pole, Area Light, Wood | Poles - Wood | STR | PM | FOS | OPERATING | 4 | 2022-07-05
LGHT00657 | J7-0689 | Pole, Area Light, Wood | Poles - Wood | STR | PM | FOS | OPERATING | 4 | 2022-07-07
LGHT00658 | J7-0689 | Pole, Area Light, Wood | Poles - Wood | STR | PM | FOS | OPERATING | 4 | 2022-07-07
LGHT00659 | J7-0689 | Pole, Area Light, Wood | Poles - Wood | STR | PM | FOS | OPERATING | 4 | 2022-07-06
LGHT00666 | J7-0689 | Pole, Area Light, Metal-Exposed Anchor Bolts | Poles - Metal-Exposed Anchor Bolts | STR | PM | FOS | OPERATING | 3 | 2024-01-24
LGHT00667 | J7-0689 | Pole, Area Light, Metal-Exposed Anchor Bolts | Poles - Metal-Exposed Anchor Bolts | STR | PM | FOS | OPERATING | 3 | 2024-01-24
LGHT00668 | J7-0689 | Pole, Area Light, Metal-Exposed Anchor Bolts | Poles - Metal-Exposed Anchor Bolts | STR | PM | FOS | OPERATING | 4 | 2024-01-31
LGHT00669 | J7-0689 | Pole, Area Light, Metal-Exposed Anchor Bolts | Poles - Metal-Exposed Anchor Bolts | STR | PM | FOS | OPERATING | 4 | 2020-12-07
LGHT00670 | J7-0689 | Pole, Area Light, Metal-Exposed Anchor Bolts | Poles - Metal-Exposed Anchor Bolts | STR | PM | FOS | OPERATING | 3 | 2024-01-26
LGHT00671 | J7-0689 | Pole, Area Light, Metal-Exposed Anchor Bolts | Poles - Metal-Exposed Anchor Bolts | STR | PM | FOS | OPERATING | 3 | 2024-01-26
LGHT00672 | J7-0689 | Pole, Area Light, Metal-Exposed Anchor Bolts | Poles - Metal-Exposed Anchor Bolts | STR | PM | FOS | OPERATING | 3 | 2024-01-24
LGHT00673 | J7-0689 | Pole, Area Light, Metal-Exposed Anchor Bolts | Poles - Metal-Exposed Anchor Bolts | STR | PM | FOS | OPERATING | 4 | 2024-01-24
LGHT00674 | J7-0689 | Pole, Area Light, Metal-Exposed Anchor Bolts | Poles - Metal-Exposed Anchor Bolts | STR | PM | FOS | OPERATING | 4 | 2024-01-22
LGHT00675 | J7-0689 | Pole, Area Light, Metal-Exposed Anchor Bolts | Poles - Metal-Exposed Anchor Bolts | STR | PM | FOS | OPERATING | 4 | 2024-01-24
LGHT00676 | J7-0689 | Pole, Area Light, Metal-Exposed Anchor Bolts | Poles - Metal-Exposed Anchor Bolts | STR | PM | FOS | OPERATING | 3 | 2024-01-22
LGHT00677 | J7-0689 | Pole, Area Light, Metal-Exposed Anchor Bolts | Poles - Metal-Exposed Anchor Bolts | STR | PM | FOS | OPERATING | 4 | 2024-01-22
LGHT00678 | J7-0689 | Pole, Area Light, Metal-Exposed Anchor Bolts | Poles - Metal-Exposed Anchor Bolts | STR | PM | FOS | OPERATING | 4 | 2024-01-22
LGHT00680 | J7-0689 | Pole, Area Light, Metal-Metal Base | Poles - Metal-Metal Base | STR | PM | FOS | OPERATING | 4 | 2023-08-09
LGHT00681 | J7-0689 | Pole, Area Light, Metal-Exposed Anchor Bolts | Poles - Metal-Exposed Anchor Bolts | STR | PM | FOS | OPERATING | 4 | 2024-01-19
LGHT00682 | J7-0689 | Pole, Area Light, Metal-Exposed Anchor Bolts | Poles - Metal-Exposed Anchor Bolts | STR | PM | FOS | OPERATING | 4 | 2024-01-19
LGHT00683 | J7-0689 | Pole, Area Light, Metal-Exposed Anchor Bolts | Poles - Metal-Exposed Anchor Bolts | STR | PM | FOS | OPERATING | 4 | 2024-01-19
LGHT00684 | J7-0689 | Pole, Area Light, Metal-Exposed Anchor Bolts | Poles - Metal-Exposed Anchor Bolts | STR | PM | FOS | OPERATING | 4 | 2024-01-19
LGHT00685 | J7-0689 | Pole, Area Light, Concrete | Poles - Concrete | STR | PM | FOS | OPERATING | 4 | 2021-11-19
LGHT00686 | J7-0689 | Pole, Area Light, Concrete | Poles - Concrete | STR | PM | FOS | OPERATING | 4 | 2021-11-19
LGHT00791 | K7-0418 | Pole, Area Light, Wood | Poles - Wood | STR | PM | FOS | OPERATING | 4 | 2024-02-23
LGHT00792 | K7-0418 | Pole, Area Light, Wood | Poles - Wood | STR | PM | FOS | OPERATING | 4 | 2024-02-13
LGHT00795 | M6-1265 | Fiberglass light pole | Poles - Fiberglass | STR | PM | FOS | OPERATING | 5 | 2023-08-07
LGHT00796 | M6-1265 | Fiberglass light pole | Poles - Fiberglass | STR | PM | FOS | OPERATING | 5 | 2023-08-07
LGHT00797 | M6-1265 | Fiberglass light pole | Poles - Fiberglass | STR | PM | FOS | OPERATING | 5 | 2023-08-07
LGHT00798 | M6-1265 | Fiberglass light pole | Poles - Fiberglass | STR | PM | FOS | OPERATING | 5 | 2023-08-07
LGHT00799 | M6-1265 | Fiberglass light pole | Poles - Fiberglass | STR | PM | FOS | OPERATING | 5 | 2023-08-08
LGHT00800 | M6-1265 | Fiberglass light pole | Poles - Fiberglass | STR | PM | FOS | OPERATING | 5 | 2023-08-08
LGHT00801 | M6-1265 | Fiberglass light pole | Poles - Fiberglass | STR | PM | FOS | OPERATING | 4 | 2023-08-08
LGHT00802 | M6-1265 | Fiberglass light pole | Poles - Fiberglass | STR | PM | FOS | OPERATING | 5 | 2023-08-08
LGHT00803 | M6-1265 | Fiberglass light pole | Poles - Fiberglass | STR | PM | FOS | OPERATING | 5 | 2023-08-08
LGHT00804 | M6-1265 | Fiberglass light pole | Poles - Fiberglass | STR | PM | FOS | OPERATING | 5 | 2023-08-08
LGHT00845 | M6-1265 | Fiberglass light pole | Poles - Fiberglass | STR | PM | FOS | OPERATING | 5 | 2023-08-08
LGHT00846 | M6-1265 | Fiberglass light pole | Poles - Fiberglass | STR | PM | FOS | OPERATING | 5 | 2023-08-08
LGHT00847 | M6-1265 | Fiberglass light pole | Poles - Fiberglass | STR | PM | FOS | OPERATING | 5 | 2023-08-08
LGHT00848 | M6-1265 | Fiberglass light pole | Poles - Fiberglass | STR | PM | FOS | OPERATING | 5 | 2023-08-08
LGHT00849 | M6-1265 | Fiberglass light pole | Poles - Fiberglass | STR | PM | FOS | OPERATING | 5 | 2023-08-08
LGHT00850 | M6-1265 | Fiberglass light pole | Poles - Fiberglass | STR | PM | FOS | OPERATING | 5 | 2023-08-08
LGHT00851 | M6-1265 | Fiberglass light pole | Poles - Fiberglass | STR | PM | FOS | OPERATING | 5 | 2023-08-08
LGHT00854 | J7-0689 | Pole, Area Light, Wood | Poles - Wood | STR | PM | FOS | OPERATING | 3 | 2019-04-30
LGHT00856 | KSC | Pole, Area Light, Metal-Exposed Anchor Bolts | Poles - Metal-Exposed Anchor Bolts | STR | N/A | XSD | DECOMMISSIONED | 3
LGHT00857 | KSC | Pole, Area Light, Metal-Exposed Anchor Bolts | Poles - Metal-Exposed Anchor Bolts | STR | N/A | XSD | DECOMMISSIONED | 3
LGHT00858 | KSC | Pole, Area Light, Metal-Exposed Anchor Bolts | Poles - Metal-Exposed Anchor Bolts | STR | N/A | XSD | DECOMMISSIONED | 3
LGHT00859 | M6-0883 | Pole, Streetlight, Concrete | Poles - Concrete | STR | PM | FOS | OPERATING | 4 | 2021-10-06
LGHT00860 | M6-0883 | Pole, Streetlight, Concrete | Poles - Concrete | STR | PM | FOS | OPERATING | 4 | 2021-10-06
LGHT00862 | M6-0883 | Pole, Streetlight, Metal-Metal Base | Poles - Metal-Metal Base | STR | PM | FOS | OPERATING | 4 | 2022-07-04
LGHT00863 | M6-1724 | Pole, Streetlight, Metal-Metal Base | Poles - Metal-Metal Base | STR | PM | FOS | OPERATING | 4 | 2024-05-01
LGHT00864 | M6-1724 | Pole, Streetlight, Metal-Metal Base | Poles - Metal-Metal Base | STR | PM | FOS | OPERATING | 4 | 2024-05-01
LGHT00865 | M6-1724 | Pole, Streetlight, Metal-Metal Base | Poles - Metal-Metal Base | STR | PM | FOS | OPERATING | 4 | 2024-05-02
LGHT00866 | M6-0596 | Pole, Parking Lot Light, Metal-Metal Base | Poles - Metal-Metal Base | STR | PM | FOS | OPERATING | 4 | 2023-07-07
LGHT00867 | H5-2140 | Pole, Streetlight, Metal-Metal Base | Poles - Metal-Metal Base | STR | PM | FOS | OPERATING | 4 | 2021-02-23
LGHT00868 | H5-2140 | Pole, Streetlight, Metal-Metal Base | Poles - Metal-Metal Base | STR | PM | FOS | OPERATING | 2 | 2021-04-12
LGHT00869 | KSC | Pole, Streetlight, Wood | Poles - Wood | STR | N/A | XSD | DECOMMISSIONED | 3
LGHT00870 | KSC | Pole, Streetlight, Wood | Poles - Wood | STR | N/A | XSD | DECOMMISSIONED | 3
LGHT00871 | KSC | Pole, Streetlight, Wood | Poles - Wood | STR | N/A | XSD | DECOMMISSIONED | 3
LGHT00872 | J8-2075 | Pole, Streetlight, Wood | Poles - Wood | STR | PM | FOS | OPERATING | 2 | 2022-11-01
LGHT00873 | J8-2075 | Pole, Streetlight, Wood | Poles - Wood | STR | PM | FOS | OPERATING | 2 | 2022-11-18
LGHT00877 | J7-0689 | Pole, Area Light, Metal-Exposed Anchor Bolts | Poles - Metal-Exposed Anchor Bolts | STR | PM | FOS | OPERATING | 4 | 2022-07-05
LGHT00878 | J7-0689 | Pole, Area Light, Metal-Exposed Anchor Bolts | Poles - Metal-Exposed Anchor Bolts | STR | PM | FOS | OPERATING | 4 | 2022-07-05
LGHT00879 | J7-0689 | Pole, Area Light, Metal-Exposed Anchor Bolts | Poles - Metal-Exposed Anchor Bolts | STR | PM | FOS | OPERATING | 4 | 2024-01-16
LGHT00880 | J7-0689 | Pole, Area Light, Metal-Metal Base | Poles - Metal-Metal Base | STR | PM | FOS | OPERATING | 4 | 2021-08-05
LGHT00881 | J7-0689 | Pole, Area Light, Metal-Exposed Anchor Bolts | Poles - Metal-Exposed Anchor Bolts | STR | PM | FOS | OPERATING | 2 | 2023-01-23
LGHT00905 | H2-1245 | Pole, Area Light, Concrete | Poles - Concrete | STR | PM | FOS | OPERATING | 3 | 2020-06-03
LGHT00906 | H2-1245 | Pole, Area Light, Concrete | Poles - Concrete | STR | PM | FOS | OPERATING | 3 | 2020-06-03
LGHT00907 | H2-1245 | Pole, Area Light, Concrete | Poles - Concrete | STR | PM | FOS | OPERATING | 4 | 2021-11-01
LGHT00908 | H2-1245 | Pole, Area Light, Concrete | Poles - Concrete | STR | PM | FOS | OPERATING | 2 | 2020-06-04
LGHT00909 | H2-1245 | Pole, Area Light, Concrete | Poles - Concrete | STR | PM | FOS | OPERATING | 2 | 2020-06-03
LGHT00910 | M6-0223 | Pole, Streetlight, Metal-Exposed Anchor Bolts | Poles - Metal-Exposed Anchor Bolts | STR | PM | FOS | OPERATING | 4 | 2022-04-29
LGHT00911 | KSC | Pole, Parking Lot Light, Wood | Poles - Wood | STR | N/A | XSD | DECOMMISSIONED | 3
LGHT00957 | M6-1265 | Fiberglass light pole | Poles - Fiberglass | STR | PM | FOS | OPERATING | 5 | 2023-08-08
LGHT00958 | M6-1265 | Fiberglass light pole | Poles - Fiberglass | STR | PM | FOS | OPERATING | 4 | 2023-10-04
LGHT00959 | M6-1265 | Fiberglass light pole | Poles - Fiberglass | STR | PM | FOS | OPERATING | 4 | 2023-10-04
LGHT00960 | M6-1265 | Fiberglass light pole | Poles - Fiberglass | STR | PM | FOS | OPERATING | 4 | 2023-10-04
LGHT00961 | M6-1265 | Fiberglass light pole | Poles - Fiberglass | STR | PM | FOS | OPERATING | 4 | 2023-10-04
LGHT00962 | M6-1265 | Fiberglass light pole | Poles - Fiberglass | STR | PM | FOS | OPERATING | 4 | 2023-10-04
LGHT00963 | M6-1265 | Fiberglass light pole | Poles - Fiberglass | STR | PM | FOS | OPERATING | 4 | 2023-10-04
LGHT00964 | M6-1265 | Fiberglass light pole | Poles - Fiberglass | STR | PM | FOS | OPERATING | 4 | 2023-10-04
LGHT00965 | M6-1265 | Fiberglass light pole | Poles - Fiberglass | STR | PM | FOS | OPERATING | 4 | 2023-10-04
LGHT00966 | M6-1265 | Fiberglass light pole | Poles - Fiberglass | STR | PM | FOS | OPERATING | 4 | 2023-10-04
LGHT00967 | M6-1265 | Fiberglass light pole | Poles - Fiberglass | STR | PM | FOS | OPERATING | 4 | 2023-10-04
LGHT00968 | M6-1265 | Fiberglass light pole | Poles - Fiberglass | STR | PM | FOS | OPERATING | 4 | 2023-07-08
LGHT00969 | M6-1265 | Fiberglass light pole | Poles - Fiberglass | STR | PM | FOS | OPERATING | 5 | 2023-07-08
LGHT00970 | M6-0223 | Fiberglass light pole | Poles - Fiberglass | STR | PM | FOS | OPERATING | 3 | 2023-07-08
LGHT00971 | M6-0223 | Pole, Streetlight, Metal-Exposed Anchor Bolts | Poles - Metal-Exposed Anchor Bolts | STR | PM | FOS | OPERATING | 4 | 2022-04-29
LGHT00973 | M6-1724 | Pole, Streetlight, Metal-Metal Base | Poles - Metal-Metal Base | STR | PM | FOS | OPERATING | 4 | 2024-05-02
LGHT00983 | L6-0247 | Pole, Parking Lot Light, Metal-Metal Base | Poles - Metal-Metal Base | STR | PM | FOS | OPERATING | 4 | 2021-06-29
LGHT00984 | L6-0247 | Pole, Parking Lot Light, Metal-Metal Base | Poles - Metal-Metal Base | STR | PM | FOS | OPERATING | 4 | 2021-06-29
LGHT00985 | L6-0247 | Pole, Parking Lot Light, Metal-Metal Base | Poles - Metal-Metal Base | STR | PM | FOS | OPERATING | 4 | 2023-08-09
LGHT00986 | L6-0247 | Pole, Parking Lot Light, Metal-Metal Base | Poles - Metal-Metal Base | STR | PM | FOS | OPERATING | 4 | 2023-07-07
LGHT00987 | L6-0247 | Pole, Parking Lot Light, Metal-Metal Base | Poles - Metal-Metal Base | STR | PM | FOS | OPERATING | 4 | 2023-07-07
LGHT00988 | L6-0247 | Pole, Parking Lot Light, Metal-Metal Base | Poles - Metal-Metal Base | STR | PM | FOS | OPERATING | 4 | 2023-07-07
LGHT00989 | L6-0247 | Pole, Parking Lot Light, Metal-Metal Base | Poles - Metal-Metal Base | STR | PM | FOS | OPERATING | 5 | 2023-11-16
LGHT00990 | L6-0247 | Pole, Parking Lot Light, Metal-Metal Base | Poles - Metal-Metal Base | STR | PM | FOS | OPERATING | 4 | 2021-06-02
LGHT00991 | L6-0247 | Pole, Parking Lot Light, Metal-Metal Base | Poles - Metal-Metal Base | STR | PM | FOS | OPERATING | 4 | 2021-06-02
LGHT00992 | L6-0247 | Pole, Parking Lot Light, Metal-Metal Base | Poles - Metal-Metal Base | STR | PM | FOS | OPERATING | 4 | 2021-06-02
LGHT00993 | L6-0247 | Pole, Parking Lot Light, Metal-Metal Base | Poles - Metal-Metal Base | STR | PM | FOS | OPERATING | 4 | 2023-11-16
LGHT00994 | L6-0247 | Pole, Parking Lot Light, Metal-Metal Base | Poles - Metal-Metal Base | STR | PM | FOS | OPERATING | 4 | 2023-11-16
LGHT00995 | L6-0247 | Pole, Parking Lot Light, Metal-Metal Base | Poles - Metal-Metal Base | STR | PM | FOS | OPERATING | 4 | 2021-06-09
LGHT00996 | K6-2496 | Pole, Parking Lot Light, Concrete | Poles - Concrete | STR | PM | FOS | OPERATING | 4 | 2021-10-25
LGHT00997 | K6-2496 | Pole, Parking Lot Light, Concrete | Poles - Concrete | STR | PM | FOS | OPERATING | 4 | 2021-10-25
LGHT00998 | K6-2496 | Pole, Parking Lot Light, Concrete | Poles - Concrete | STR | PM | FOS | OPERATING | 4 | 2021-10-27
LGHT00999 | K6-2496 | Pole, Parking Lot Light, Concrete | Poles - Concrete | STR | PM | FOS | OPERATING | 4 | 2021-10-25
LGHT01000 | K6-2496 | Pole, Parking Lot Light, Concrete | Poles - Concrete | STR | PM | FOS | OPERATING | 4 | 2021-10-25
LGHT01001 | K6-2496 | Pole, Parking Lot Light, Concrete | Poles - Concrete | STR | PM | FOS | OPERATING | 4 | 2021-10-27
LGHT01002 | K6-2496 | Pole, Parking Lot Light, Concrete | Poles - Concrete | STR | PM | FOS | OPERATING | 4 | 2021-10-27
LGHT01003 | KSC | Pole, Parking Lot Light, Wood | Poles - Wood | STR | N/A | XSD | DECOMMISSIONED | 2
LGHT01004 | K6-1995 | Pole, Parking Lot Light, Concrete | Poles - Concrete | STR | PM | FOS | OPERATING | 4 | 2021-10-27
LGHT01005 | K6-1995 | Pole, Parking Lot Light, Concrete | Poles - Concrete | STR | PM | FOS | OPERATING | 4 | 2021-10-27
LGHT01006 | K6-1995 | Pole, Parking Lot Light, Concrete | Poles - Concrete | STR | PM | FOS | OPERATING | 4 | 2021-10-27
LGHT01007 | K6-1995 | Pole, Parking Lot Light, Concrete | Poles - Concrete | STR | PM | FOS | OPERATING | 4 | 2021-10-27
LGHT01008 | K6-1995 | Pole, Parking Lot Light, Metal-Metal Base | Poles - Metal-Metal Base | STR | PM | FOS | OPERATING | 4 | 2023-10-17
LGHT01009 | K6-1995 | Pole, Parking Lot Light, Wood | Poles - Wood | STR | PM | FOS | OPERATING | 3 | 2022-04-05
LGHT01012 | K6-1696 | Pole, Parking Lot Light, Metal-Metal Base | Poles - Metal-Metal Base | STR | PM | FOS | OPERATING | 4 | 2023-10-17
LGHT01013 | K6-1696 | Pole, Parking Lot Light, Metal-Metal Base | Poles - Metal-Metal Base | STR | PM | FOS | OPERATING | 4 | 2023-10-17
LGHT01014 | K6-1696 | Pole, Parking Lot Light, Metal-Metal Base | Poles - Metal-Metal Base | STR | PM | FOS | OPERATING | 4 | 2021-08-04
LGHT01015 | K6-1696 | Pole, Parking Lot Light, Metal-Metal Base | Poles - Metal-Metal Base | STR | PM | FOS | OPERATING | 4 | 2021-08-04
LGHT01016 | K6-1696 | Pole, Parking Lot Light, Metal-Metal Base | Poles - Metal-Metal Base | STR | PM | FOS | OPERATING | 4 | 2023-10-17
LGHT01017 | K6-1696 | Pole, Parking Lot Light, Metal-Metal Base | Poles - Metal-Metal Base | STR | PM | FOS | OPERATING | 4 | 2023-10-17
LGHT01018 | K6-1696 | Pole, Parking Lot Light, Metal-Metal Base | Poles - Metal-Metal Base | STR | PM | FOS | OPERATING | 4 | 2023-10-17
LGHT01019 | K6-1696 | Pole, Parking Lot Light, Metal-Metal Base | Poles - Metal-Metal Base | STR | PM | FOS | OPERATING | 4 | 2021-08-04
LGHT01020 | K6-1696 | Pole, Parking Lot Light, Metal-Metal Base | Poles - Metal-Metal Base | STR | PM | FOS | OPERATING | 4 | 2021-08-04
LGHT01021 | K6-1696 | Pole, Parking Lot Light, Metal-Metal Base | Poles - Metal-Metal Base | STR | PM | FOS | OPERATING | 4 | 2021-08-04
LGHT01022 | K6-1696 | Pole, Parking Lot Light, Metal-Metal Base | Poles - Metal-Metal Base | STR | PM | FOS | OPERATING | 4 | 2021-08-05
LGHT01023 | K6-1696 | Pole, Parking Lot Light, Metal-Metal Base | Poles - Metal-Metal Base | STR | PM | FOS | OPERATING | 4 | 2021-08-05
LGHT01024 | K6-1696 | Pole, Parking Lot Light, Metal-Metal Base | Poles - Metal-Metal Base | STR | PM | FOS | OPERATING | 4 | 2021-08-04
LGHT01025 | K6-1696 | Pole, Parking Lot Light, Metal-Metal Base | Poles - Metal-Metal Base | STR | PM | FOS | OPERATING | 4 | 2021-08-04
LGHT01026 | K6-1096 | Pole, Parking Lot Light, Metal-Metal Base | Poles - Metal-Metal Base | STR | PM | FOS | OPERATING | 3 | 2022-07-07
LGHT01027 | M7-0409 | Pole, Parking Lot Light, Wood | Poles - Wood | STR | PM | FOS | OPERATING | 4 | 2022-07-07
LGHT01028 | M7-0409 | Pole, Parking Lot Light, Wood | Poles - Wood | STR | PM | FOS | OPERATING | 4 | 2022-07-07
LGHT01029 | M7-0409 | Pole, Parking Lot Light, Wood | Poles - Wood | STR | PM | FOS | OPERATING | 4 | 2022-07-07
LGHT01030 | M7-0409 | Pole, Parking Lot Light, Wood | Poles - Wood | STR | PM | FOS | OPERATING | 4 | 2022-07-07
LGHT01031 | M7-0409 | Pole, Parking Lot Light, Wood | Poles - Wood | STR | PM | FOS | OPERATING | 4 | 2022-07-07
LGHT01032 | M7-0409 | Pole, Parking Lot Light, Wood | Poles - Wood | STR | PM | FOS | OPERATING | 4 | 2022-07-07
LGHT01033 | M7-0409 | Pole, Parking Lot Light, Wood | Poles - Wood | STR | PM | FOS | OPERATING | 4 | 2022-09-09
LGHT01034 | M7-0409 | Pole, Parking Lot Light, Metal-Metal Base | Poles - Metal-Metal Base | STR | PM | FOS | OPERATING | 4 | 2021-08-30
LGHT01035 | M7-0409 | Pole, Parking Lot Light, Metal-Metal Base | Poles - Metal-Metal Base | STR | PM | FOS | OPERATING | 4 | 2021-08-30
LGHT01036 | M7-0409 | Pole, Parking Lot Light, Metal-Metal Base | Poles - Metal-Metal Base | STR | PM | FOS | OPERATING | 4 | 2021-08-30
LGHT01037 | M7-0409 | Pole, Parking Lot Light, Metal-Metal Base | Poles - Metal-Metal Base | STR | PM | FOS | OPERATING | 4 | 2021-08-30
LGHT01038 | M7-0409 | Pole, Parking Lot Light, Metal-Metal Base | Poles - Metal-Metal Base | STR | PM | FOS | OPERATING | 4 | 2021-08-30
LGHT01039 | M7-0409 | Pole, Parking Lot Light, Metal-Metal Base | Poles - Metal-Metal Base | STR | PM | FOS | OPERATING | 4 | 2021-08-30
LGHT01040 | M7-0409 | Pole, Parking Lot Light, Metal-Metal Base | Poles - Metal-Metal Base | STR | PM | FOS | OPERATING | 4 | 2021-08-30
LGHT01041 | M7-0409 | Pole, Parking Lot Light, Metal-Metal Base | Poles - Metal-Metal Base | STR | PM | FOS | OPERATING | 4 | 2021-08-30
LGHT01042 | M7-0409 | Pole, Parking Lot Light, Metal-Metal Base | Poles - Metal-Metal Base | STR | PM | FOS | OPERATING | 4 | 2021-08-30
LGHT01043 | M7-0360 | Pole, Parking Lot Light, Metal-Metal Base | Poles - Metal-Metal Base | STR | PM | FOS | OPERATING | 4 | 2021-08-30
LGHT01045 | M7-0360 | Pole, Streetlight, Metal-Metal Base | Poles - Metal-Metal Base | STR | PM | FOS | OPERATING | 4 | 2022-08-30
LGHT01049 | M7-0505 | Pole, Parking Lot Light, Metal-Metal Base | Poles - Metal-Metal Base | STR | PM | FOS | OPERATING | 4 | 2021-06-29
LGHT01050 | M7-0505 | Pole, Parking Lot Light, Metal-Metal Base | Poles - Metal-Metal Base | STR | PM | FOS | OPERATING | 4 | 2021-06-29
LGHT01054 | M7-1472 | Pole, Area Light, Concrete | Poles - Concrete | STR | N/A | XSD | DECOMMISSIONED | 2 | 2021-11-02
LGHT01055 | M7-1472 | Pole, Area Light, Concrete | Poles - Concrete | STR | N/A | XSD | DECOMMISSIONED | 1 | 2021-10-27
LGHT01056 | M7-1472 | Pole, Area Light, Concrete | Poles - Concrete | STR | N/A | XSD | DECOMMISSIONED | 1 | 2021-10-27
LGHT01057 | M7-1472 | Pole, Area Light, Concrete | Poles - Concrete | STR | PM | FOS | OPERATING | 2 | 2021-10-26
LGHT01058 | M7-1472 | Pole, Area Light, Wood | Poles - Wood | STR | N/A | XSD | DECOMMISSIONED | 2 | 2023-01-30
LGHT01059 | M7-1472 | Pole, Area Light, Wood | Poles - Wood | STR | PM | FOS | OPERATING | 4 | 2021-03-24
LGHT01060 | M7-1472 | Pole, Area Light, Wood | Poles - Wood | STR | N/A | XSD | DECOMMISSIONED | 1 | 2023-01-30
LGHT01061 | M7-1472 | Pole, Area Light, Wood | Poles - Wood | STR | N/A | XSD | DECOMMISSIONED | 1 | 2023-01-30
LGHT01067 | M7-1472 | Pole, Area Light, Metal-Exposed Anchor Bolts | Poles - Metal-Exposed Anchor Bolts | STR | PM | FOS | OPERATING | 4 | 2022-07-04
LGHT01072 | M7-1357 | Pole, Area Light, Metal-Metal Base | Poles - Metal-Metal Base | STR | PM | FOS | OPERATING | 4 | 2021-06-29
LGHT01073 | M7-1357 | Pole, Area Light, Metal-Metal Base | Poles - Metal-Metal Base | STR | PM | FOS | OPERATING | 4 | 2021-06-29
LGHT01074 | M7-1357 | Pole, Area Light, Metal-Metal Base | Poles - Metal-Metal Base | STR | PM | FOS | OPERATING | 4 | 2021-06-29
LGHT01075 | M7-1357 | Pole, Area Light, Metal-Metal Base | Poles - Metal-Metal Base | STR | PM | FOS | OPERATING | 4 | 2021-06-29
LGHT01076 | M7-1357 | Pole, Area Light, Metal-Metal Base | Poles - Metal-Metal Base | STR | PM | FOS | OPERATING | 4 | 2021-06-29
LGHT01077 | M7-0355 | Pole, Parking Lot Light, Metal-Metal Base | Poles - Metal-Metal Base | STR | PM | FOS | OPERATING | 4 | 2021-06-02
LGHT01078 | M7-0355 | Pole, Parking Lot Light, Metal-Metal Base | Poles - Metal-Metal Base | STR | PM | FOS | OPERATING | 2 | 2023-10-10
LGHT01079 | M7-0355 | Pole, Parking Lot Light, Metal-Metal Base | Poles - Metal-Metal Base | STR | PM | FOS | OPERATING | 4 | 2021-06-02
LGHT01080 | M7-0355 | Pole, Parking Lot Light, Metal-Metal Base | Poles - Metal-Metal Base | STR | PM | FOS | OPERATING | 4 | 2021-06-09
LGHT01081 | M7-0355 | Pole, Parking Lot Light, Metal-Metal Base | Poles - Metal-Metal Base | STR | PM | FOS | OPERATING | 4 | 2021-06-02
LGHT01082 | M7-0355 | Pole, Parking Lot Light, Metal-Metal Base | Poles - Metal-Metal Base | STR | PM | FOS | OPERATING | 4 | 2021-06-02
LGHT01084 | M7-0355 | Pole, Parking Lot Light, Metal-Metal Base | Poles - Metal-Metal Base | STR | PM | FOS | OPERATING | 4 | 2021-06-02
LGHT01085 | M7-0355 | Pole, Parking Lot Light, Metal-Metal Base | Poles - Metal-Metal Base | STR | PM | FOS | OPERATING | 4 | 2021-06-02
LGHT01086 | M7-0355 | Pole, Parking Lot Light, Metal-Metal Base | Poles - Metal-Metal Base | STR | PM | FOS | OPERATING | 4 | 2021-06-28
LGHT01087 | M7-0355 | Pole, Parking Lot Light, Metal-Metal Base | Poles - Metal-Metal Base | STR | PM | FOS | OPERATING | 4 | 2021-06-28
LGHT01088 | M6-0399 | Pole, Parking Lot Light, Metal-Metal Base | Poles - Metal-Metal Base | STR | N/A | XSD | DECOMMISSIONED | 4 | 2021-08-27
LGHT01089 | M6-0399 | Pole, Parking Lot Light, Metal-Metal Base | Poles - Metal-Metal Base | STR | N/A | XSD | DECOMMISSIONED | 4 | 2021-08-27
LGHT01090 | M6-0399 | Pole, Parking Lot Light, Metal-Metal Base | Poles - Metal-Metal Base | STR | N/A | XSD | DECOMMISSIONED | 4 | 2021-08-27
LGHT01091 | M6-0399 | Pole, Parking Lot Light, Metal-Metal Base | Poles - Metal-Metal Base | STR | N/A | XSD | DECOMMISSIONED | 3
LGHT01092 | M6-0399 | Pole, Parking Lot Light, Metal-Metal Base | Poles - Metal-Metal Base | STR | N/A | XSD | DECOMMISSIONED | 3
LGHT01093 | M6-0399 | Pole, Parking Lot Light, Metal-Metal Base | Poles - Metal-Metal Base | STR | N/A | XSD | DECOMMISSIONED | 4 | 2021-08-30
LGHT01094 | M6-0399 | Pole, Parking Lot Light, Metal-Metal Base | Poles - Metal-Metal Base | STR | N/A | XSD | DECOMMISSIONED | 4 | 2021-08-27
LGHT01095 | M6-0399 | Pole, Parking Lot Light, Metal-Metal Base | Poles - Metal-Metal Base | STR | N/A | XSD | DECOMMISSIONED | 4 | 2021-08-27
LGHT01096 | M6-0399 | Pole, Parking Lot Light, Metal-Metal Base | Poles - Metal-Metal Base | STR | N/A | XSD | DECOMMISSIONED | 4 | 2021-08-27
LGHT01097 | M6-0399 | Pole, Parking Lot Light, Metal-Metal Base | Poles - Metal-Metal Base | STR | N/A | XSD | DECOMMISSIONED | 4 | 2021-08-27
LGHT01098 | M6-0399 | Pole, Parking Lot Light, Metal-Metal Base | Poles - Metal-Metal Base | STR | N/A | XSD | DECOMMISSIONED | 4 | 2021-08-27
LGHT01099 | M6-0399 | Pole, Parking Lot Light, Metal-Metal Base | Poles - Metal-Metal Base | STR | N/A | XSD | DECOMMISSIONED | 4 | 2021-08-27
LGHT01100 | M6-0399 | Pole, Parking Lot Light, Metal-Metal Base | Poles - Metal-Metal Base | STR | N/A | XSD | DECOMMISSIONED | 3
LGHT01101 | M6-0399 | Pole, Parking Lot Light, Metal-Metal Base | Poles - Metal-Metal Base | STR | N/A | XSD | DECOMMISSIONED | 3
LGHT01102 | M6-0399 | Pole, Parking Lot Light, Metal-Metal Base | Poles - Metal-Metal Base | STR | N/A | XSD | DECOMMISSIONED | 3
LGHT01103 | M6-0399 | Pole, Parking Lot Light, Metal-Metal Base | Poles - Metal-Metal Base | STR | N/A | XSD | DECOMMISSIONED | 3
LGHT01104 | M6-0399 | Pole, Parking Lot Light, Metal-Metal Base | Poles - Metal-Metal Base | STR | N/A | XSD | DECOMMISSIONED | 3
LGHT01105 | M6-0399 | Pole, Parking Lot Light, Metal-Metal Base | Poles - Metal-Metal Base | STR | N/A | XSD | DECOMMISSIONED | 4 | 2020-07-21
LGHT01106 | M6-0399 | Pole, Parking Lot Light, Metal-Metal Base | Poles - Metal-Metal Base | STR | N/A | XSD | DECOMMISSIONED | 3
LGHT01107 | M6-0399 | Pole, Parking Lot Light, Metal-Metal Base | Poles - Metal-Metal Base | STR | N/A | XSD | DECOMMISSIONED | 3
LGHT01108 | M6-0399 | Pole, Parking Lot Light, Metal-Metal Base | Poles - Metal-Metal Base | STR | N/A | XSD | DECOMMISSIONED | 4 | 2021-06-09
LGHT01109 | M6-0399 | Pole, Parking Lot Light, Metal-Metal Base | Poles - Metal-Metal Base | STR | N/A | XSD | DECOMMISSIONED | 3
LGHT01110 | M6-0399 | Pole, Parking Lot Light, Metal-Metal Base | Poles - Metal-Metal Base | STR | N/A | XSD | DECOMMISSIONED | 3
LGHT01111 | M6-0399 | Pole, Parking Lot Light, Metal-Metal Base | Poles - Metal-Metal Base | STR | N/A | XSD | DECOMMISSIONED | 3
LGHT01112 | M6-0399 | Pole, Parking Lot Light, Metal-Metal Base | Poles - Metal-Metal Base | STR | N/A | XSD | DECOMMISSIONED | 3
LGHT01113 | M6-0399 | Pole, Parking Lot Light, Metal-Metal Base | Poles - Metal-Metal Base | STR | N/A | XSD | DECOMMISSIONED | 3
LGHT01114 | M6-0399 | Pole, Parking Lot Light, Metal-Metal Base | Poles - Metal-Metal Base | STR | N/A | XSD | DECOMMISSIONED | 3
LGHT01115 | M6-0399 | Pole, Parking Lot Light, Metal-Metal Base | Poles - Metal-Metal Base | STR | N/A | XSD | DECOMMISSIONED | 4 | 2021-06-09
LGHT01116 | M6-0399 | Pole, Parking Lot Light, Metal-Metal Base | Poles - Metal-Metal Base | STR | N/A | XSD | DECOMMISSIONED | 4 | 2021-06-09
LGHT01117 | M6-0399 | Pole, Parking Lot Light, Metal-Metal Base | Poles - Metal-Metal Base | STR | N/A | XSD | DECOMMISSIONED | 4 | 2021-06-09
LGHT01118 | M6-0399 | Pole, Parking Lot Light, Metal-Metal Base | Poles - Metal-Metal Base | STR | N/A | XSD | DECOMMISSIONED | 3
LGHT01119 | M6-0399 | Pole, Parking Lot Light, Metal-Metal Base | Poles - Metal-Metal Base | STR | N/A | XSD | DECOMMISSIONED | 3
LGHT01120 | M6-0399 | Pole, Parking Lot Light, Metal-Metal Base | Poles - Metal-Metal Base | STR | N/A | XSD | DECOMMISSIONED | 4 | 2021-06-09
LGHT01121 | M6-0399 | Pole, Parking Lot Light, Metal-Metal Base | Poles - Metal-Metal Base | STR | N/A | XSD | DECOMMISSIONED | 3
LGHT01122 | M6-0399 | Pole, Parking Lot Light, Metal-Metal Base | Poles - Metal-Metal Base | STR | N/A | XSD | DECOMMISSIONED | 3
LGHT01123 | M6-0399 | Pole, Parking Lot Light, Metal-Metal Base | Poles - Metal-Metal Base | STR | N/A | XSD | DECOMMISSIONED | 4 | 2021-06-09
LGHT01124 | M6-0399 | Pole, Parking Lot Light, Metal-Metal Base | Poles - Metal-Metal Base | STR | N/A | XSD | DECOMMISSIONED | 4 | 2021-06-28
LGHT01125 | M6-0493 | Pole, Parking Lot Light, Metal-Metal Base | Poles - Metal-Metal Base | STR | PM | FOS | OPERATING | 4 | 2021-06-30
LGHT01126 | M6-0493 | Pole, Parking Lot Light, Metal-Metal Base | Poles - Metal-Metal Base | STR | PM | FOS | OPERATING | 4 | 2021-06-30
LGHT01185 | M6-0490 | Pole, Parking Lot Light, Wood | Poles - Wood | STR | PM | FOS | OPERATING | 3 | 2024-02-28
LGHT01186 | M6-0490 | Pole, Parking Lot Light, Fiberglass | Poles - Fiberglass | STR | PM | FOS | OPERATING | 4 | 2022-02-09
LGHT01187 | M6-0490 | Pole, Parking Lot Light, Fiberglass | Poles - Fiberglass | STR | PM | FOS | OPERATING | 4 | 2022-01-06
LGHT01188 | M6-0490 | Pole, Parking Lot Light, Concrete | Poles - Concrete | STR | PM | FOS | OPERATING | 4 | 2021-11-19
LGHT01189 | M6-0490 | Pole, Parking Lot Light, Concrete | Poles - Concrete | STR | PM | FOS | OPERATING | 4 | 2021-10-27
LGHT01190 | M6-0588 | Pole, Parking Lot Light, Metal-Metal Base | Poles - Metal-Metal Base | STR | PM | FOS | OPERATING | 4 | 2021-08-05
LGHT01191 | M6-0588 | Pole, Parking Lot Light, Metal-Metal Base | Poles - Metal-Metal Base | STR | PM | FOS | OPERATING | 4 | 2021-08-05
LGHT01192 | KSC | Pole, Parking Lot Light, Metal-Metal Base | Poles - Metal-Metal Base | STR | N/A | XSD | DECOMMISSIONED | 1 | 2017-12-05
LGHT01192-R1 | M6-0588 | Pole, Parking Lot Light, Metal-Metal Base | Poles - Metal-Metal Base | STR | PM | FOS | OPERATING | 4 | 2022-09-09
LGHT01193 | KSC | Pole, Parking Lot Light, Metal-Metal Base | Poles - Metal-Metal Base | STR | N/A | XSD | DECOMMISSIONED | 2 | 2018-01-03
LGHT01193-R1 | M6-0588 | Pole, Parking Lot Light, Metal-Metal Base | Poles - Metal-Metal Base | STR | PM | FOS | OPERATING | 4 | 2022-09-09
LGHT01194 | M7-0355 | Pole, Parking Lot Light, Metal-Exposed Anchor Bolts | Poles - Metal-Exposed Anchor Bolts | STR | PM | FOS | OPERATING | 4 | 2024-03-22
LGHT01195 | M7-0355 | Pole, Parking Lot Light, Metal-Exposed Anchor Bolts | Poles - Metal-Exposed Anchor Bolts | STR | PM | FOS | OPERATING | 4 | 2024-03-22
LGHT01196 | M7-0355 | Pole, Parking Lot Light, Metal-Exposed Anchor Bolts | Poles - Metal-Exposed Anchor Bolts | STR | PM | FOS | OPERATING | 4 | 2024-03-22
LGHT01197 | M7-0355 | Pole, Parking Lot Light, Metal-Exposed Anchor Bolts | Poles - Metal-Exposed Anchor Bolts | STR | PM | FOS | OPERATING | 4 | 2024-03-22
LGHT01198 | M7-0355 | Pole, Parking Lot Light, Metal-Exposed Anchor Bolts | Poles - Metal-Exposed Anchor Bolts | STR | PM | FOS | OPERATING | 4 | 2024-03-22
LGHT01199 | M7-0355 | Pole, Parking Lot Light, Metal-Exposed Anchor Bolts | Poles - Metal-Exposed Anchor Bolts | STR | PM | FOS | OPERATING | 4 | 2024-03-22
LGHT01200 | M7-0355 | Pole, Parking Lot Light, Metal-Exposed Anchor Bolts | Poles - Metal-Exposed Anchor Bolts | STR | PM | FOS | OPERATING | 4 | 2024-02-20
LGHT01201 | M7-0355 | Pole, Parking Lot Light, Metal-Exposed Anchor Bolts | Poles - Metal-Exposed Anchor Bolts | STR | PM | FOS | OPERATING | 4 | 2024-02-20
LGHT01202 | M7-0355 | Pole, Parking Lot Light, Metal-Exposed Anchor Bolts | Poles - Metal-Exposed Anchor Bolts | STR | PM | FOS | OPERATING | 4 | 2024-02-20
LGHT01203 | M7-0355 | Pole, Parking Lot Light, Metal-Exposed Anchor Bolts | Poles - Metal-Exposed Anchor Bolts | STR | PM | FOS | OPERATING | 3 | 2024-02-20
LGHT01204 | M7-0355 | Pole, Parking Lot Light, Metal-Metal Base | Poles - Metal-Metal Base | STR | PM | FOS | OPERATING | 4 | 2021-06-28
LGHT01205 | M7-0355 | Pole, Parking Lot Light, Metal-Exposed Anchor Bolts | Poles - Metal-Exposed Anchor Bolts | STR | PM | FOS | OPERATING | 5 | 2024-01-09
LGHT01206 | M7-0355 | Pole, Parking Lot Light, Metal-Metal Base | Poles - Metal-Metal Base | STR | PM | FOS | OPERATING | 4 | 2021-06-28
LGHT01207 | M7-0355 | Pole, Parking Lot Light, Metal-Exposed Anchor Bolts | Poles - Metal-Exposed Anchor Bolts | STR | PM | FOS | OPERATING | 4 | 2021-06-02
LGHT01208 | M7-0355 | Pole, Parking Lot Light, Metal-Exposed Anchor Bolts | Poles - Metal-Exposed Anchor Bolts | STR | PM | FOS | OPERATING | 4 | 2021-06-09
LGHT01226 | K7-0140 | Pole, Area Light, Metal-Metal Base | Poles - Metal-Metal Base | STR | PM | FOS | OPERATING | 4 | 2021-08-05
LGHT01227 | K7-0569 | Pole, Streetlight, Wood | Poles - Wood | STR | PM | FOS | OPERATING | 4 | 2022-07-05
LGHT01228 | K7-0569 | Pole, Streetlight, Metal-Exposed Anchor Bolts | Poles - Metal-Exposed Anchor Bolts | STR | PM | FOS | OPERATING | 4 | 2022-03-02
LGHT01229 | K7-0165 | Pole, Area Light, Wood | Poles - Wood | STR | PM | FOS | OPERATING | 4 | 2024-03-05
LGHT01230 | K7-0165 | Pole, Area Light, Wood | Poles - Wood | STR | PM | FOS | OPERATING | 4 | 2024-03-05
LGHT01231 | K7-0165 | Pole, Area Light, Wood | Poles - Wood | STR | PM | FOS | OPERATING | 4 | 2024-03-05
LGHT01232 | K7-0165 | Pole, Area Light, Wood | Poles - Wood | STR | PM | FOS | OPERATING | 4 | 2024-03-05
LGHT01233 | K7-0165 | Pole, Area Light, Wood | Poles - Wood | STR | PM | FOS | OPERATING | 4 | 2024-03-11
LGHT01234 | K7-0165 | Pole, Area Light, Wood | Poles - Wood | STR | PM | FOS | OPERATING | 4 | 2024-03-11
LGHT01235 | K7-0165 | Pole, Area Light, Wood | Poles - Wood | STR | PM | FOS | OPERATING | 2 | 2021-03-02
LGHT01236 | K7-0418 | Pole, Area Light, Wood | Poles - Wood | STR | PM | FOS | OPERATING | 4 | 2024-02-13
LGHT01237 | K7-0418 | Pole, Area Light, Wood | Poles - Wood | STR | PM | FOS | OPERATING | 4 | 2024-02-13
LGHT01238 | K7-0418 | Pole, Area Light, Wood | Poles - Wood | STR | PM | FOS | OPERATING | 2 | 2022-07-19
LGHT01239 | K7-0418 | Pole, Area Light, Wood | Poles - Wood | STR | PM | FOS | OPERATING | 4 | 2024-02-13
LGHT01240 | K7-0418 | Pole, Area Light, Wood | Poles - Wood | STR | PM | FOS | OPERATING | 4 | 2024-02-13
LGHT01241 | K7-0418 | Pole, Area Light, Wood | Poles - Wood | STR | PM | FOS | OPERATING | 4 | 2024-02-13
LGHT01242 | K7-0418 | Pole, Area Light, Wood | Poles - Wood | STR | PM | FOS | OPERATING | 5 | 2024-02-13
LGHT01243 | K7-0418 | Pole, Area Light, Wood | Poles - Wood | STR | PM | FOS | OPERATING | 3 | 2024-02-13
LGHT01244 | K7-0418 | Pole, Area Light, Wood | Poles - Wood | STR | PM | FOS | OPERATING | 4 | 2024-01-09
LGHT01245 | K7-0418 | Pole, Area Light, Wood | Poles - Wood | STR | PM | FOS | OPERATING | 3 | 2024-01-09
LGHT01246 | K7-0418 | Pole, Area Light, Wood | Poles - Wood | STR | PM | FOS | OPERATING | 4 | 2024-01-09
LGHT01247 | K7-0418 | Pole, Area Light, Wood | Poles - Wood | STR | PM | FOS | OPERATING | 4 | 2024-01-09
LGHT01248 | K7-0418 | Pole, Area Light, Wood | Poles - Wood | STR | PM | FOS | OPERATING | 2 | 2022-05-24
LGHT01249 | K7-0418 | Pole, Area Light, Wood | Poles - Wood | STR | PM | FOS | OPERATING | 4 | 2022-02-09
LGHT01250 | K7-0418 | Pole, Area Light, Wood | Poles - Wood | STR | PM | FOS | OPERATING | 2 | 2022-01-10
LGHT01251 | K7-0418 | Pole, Area Light, Wood | Poles - Wood | STR | PM | FOS | OPERATING | 4 | 2022-02-07
LGHT01252 | K7-0418 | Pole, Area Light, Wood | Poles - Wood | STR | PM | FOS | OPERATING | 4 | 2022-01-10
LGHT01253 | K7-0418 | Pole, Area Light, Wood | Poles - Wood | STR | PM | FOS | OPERATING | 1 | 2022-01-26
LGHT01254 | K7-0418 | Pole, Area Light, Wood | Poles - Wood | STR | PM | FOS | OPERATING | 1 | 2023-01-30
LGHT01255 | K7-0418 | Pole, Area Light, Wood | Poles - Wood | STR | PM | FOS | OPERATING | 4 | 2022-01-10
LGHT01257 | K7-0418 | Pole, Area Light, Wood | Poles - Wood | STR | PM | FOS | OPERATING | 2 | 2022-01-10
LGHT01261 | K7-0468 | Pole, Area Light, Metal-Exposed Anchor Bolts | Poles - Metal-Exposed Anchor Bolts | STR | PM | FOS | OPERATING | 4 | 2022-01-10
LGHT01262 | K7-0468 | Pole, Area Light, Wood | Poles - Wood | STR | PM | FOS | OPERATING | 2 | 2022-04-06
LGHT01263 | K7-0468 | Pole, Area Light, Wood | Poles - Wood | STR | PM | FOS | OPERATING | 3 | 2022-04-05
LGHT01264 | K7-0468 | Pole, Area Light, Wood | Poles - Wood | STR | PM | FOS | OPERATING | 4 | 2022-04-06
LGHT01265 | K7-0468 | Pole, Area Light, Wood | Poles - Wood | STR | PM | FOS | OPERATING | 4 | 2022-04-05
LGHT01279 | KSC | Pole, Area Light, Wood | Poles - Wood | STR | N/A | XSD | DECOMMISSIONED | 2 | 2018-02-12
LGHT01294 | K7-1207 | Pole, Area Light, Wood | Poles - Wood | STR | PM | FOS | OPERATING | 4 | 2022-07-05
LGHT01298 | K7-1207 | Pole, Parking Lot Light, Wood | Poles - Wood | STR | PM | FOS | OPERATING | 2 | 2022-06-01
LGHT01300 | K7-1207 | Pole, Parking Lot Light, Wood | Poles - Wood | STR | PM | FOS | OPERATING | 4 | 2022-06-01
LGHT01301 | K7-1207 | Pole, Parking Lot Light, Wood | Poles - Wood | STR | PM | FOS | OPERATING | 4 | 2022-07-05
LGHT01302 | K7-1207 | Pole, Parking Lot Light, Wood | Poles - Wood | STR | PM | FOS | OPERATING | 4 | 2022-07-05
LGHT01303 | K7-1207 | Pole, Streetlight, Wood | Poles - Wood | STR | PM | FOS | OPERATING | 4 | 2022-07-05
LGHT01304 | K7-1207 | Pole, Parking Lot Light, Wood | Poles - Wood | STR | N/A | XSD | DECOMMISSIONED | 1 | 2023-01-30
LGHT01316 | K6-1247 | Pole, Parking Lot Light, Wood | Poles - Wood | STR | PM | FOS | OPERATING | 4 | 2022-04-05
LGHT01317 | K6-1247 | Pole, Parking Lot Light, Wood | Poles - Wood | STR | PM | FOS | OPERATING | 4 | 2022-04-05
LGHT01318 | K6-1247 | Pole, Parking Lot Light, Wood | Poles - Wood | STR | PM | FOS | OPERATING | 2 | 2022-04-14
LGHT01319 | K6-1247 | Pole, Parking Lot Light, Metal-Metal Base | Poles - Metal-Metal Base | STR | PM | FOS | OPERATING | 4 | 2022-01-12
LGHT01321 | K6-1247 | Pole, Parking Lot Light, Metal-Metal Base | Poles - Metal-Metal Base | STR | PM | FOS | OPERATING | 4 | 2022-01-13
LGHT01322 | K6-1247 | Pole, Parking Lot Light, Metal-Metal Base | Poles - Metal-Metal Base | STR | PM | FOS | OPERATING | 4 | 2022-01-12
LGHT01323 | K6-1247 | Pole, Streetlight, Metal-Exposed Anchor Bolts | Poles - Metal-Exposed Anchor Bolts | STR | PM | FOS | OPERATING | 4 | 2022-02-09
LGHT01324 | K6-1247 | Pole, Streetlight, Metal-Exposed Anchor Bolts | Poles - Metal-Exposed Anchor Bolts | STR | PM | FOS | OPERATING | 4 | 2022-02-09
LGHT01325 | K6-1247 | Pole, Streetlight, Metal-Exposed Anchor Bolts | Poles - Metal-Exposed Anchor Bolts | STR | PM | FOS | OPERATING | 4 | 2022-02-09
LGHT01326 | K6-1096 | Pole, Parking Lot Light, Fiberglass | Poles - Fiberglass | STR | PM | FOS | OPERATING | 4 | 2021-11-11
LGHT01327 | K6-1096 | Pole, Parking Lot Light, Fiberglass | Poles - Fiberglass | STR | PM | FOS | OPERATING | 4
LGHT01328 | K6-1096 | Pole, Parking Lot Light, Fiberglass | Poles - Fiberglass | STR | PM | FOS | OPERATING | 4 | 2021-11-09
LGHT01329 | K6-1096 | Pole, Parking Lot Light, Fiberglass | Poles - Fiberglass | STR | PM | FOS | OPERATING | 4 | 2021-11-09
LGHT01330 | K6-1096 | Pole, Parking Lot Light, Fiberglass | Poles - Fiberglass | STR | PM | FOS | OPERATING | 4 | 2021-11-09
LGHT01331 | K6-1096 | Pole, Parking Lot Light, Fiberglass | Poles - Fiberglass | STR | PM | FOS | OPERATING | 4 | 2021-11-09
LGHT01336 | K6-1446 | Pole, Parking Lot Light, Wood | Poles - Wood | STR | PM | FOS | OPERATING | 2 | 2022-04-06
LGHT01337 | K6-1446 | Pole, Parking Lot Light, Wood | Poles - Wood | STR | PM | FOS | OPERATING | 4 | 2022-04-05
LGHT01338 | K6-1446 | Pole, Parking Lot Light, Wood | Poles - Wood | STR | PM | FOS | OPERATING | 4 | 2022-04-05
LGHT01339 | K6-1446 | Pole, Parking Lot Light, Wood | Poles - Wood | STR | PM | FOS | OPERATING | 4 | 2019-04-26
LGHT01340 | K6-1446 | Pole, Parking Lot Light, Wood | Poles - Wood | STR | PM | FOS | OPERATING | 4 | 2019-04-26
LGHT01341 | K6-1446 | Pole, Area Light, Wood | Poles - Wood | STR | PM | FOS | OPERATING | 4 | 2022-01-06
LGHT01342 | K6-1446 | Pole, Area Light, Wood | Poles - Wood | STR | PM | FOS | OPERATING | 4 | 2022-02-09
LGHT01343 | K6-1446 | Pole, Area Light, Wood | Poles - Wood | STR | PM | FOS | OPERATING | 4 | 2022-01-10
LGHT01345 | K6-1446 | Pole, Parking Lot Light, Wood | Poles - Wood | STR | PM | FOS | OPERATING | 4 | 2022-04-29
LGHT01346 | K6-1446 | Pole, Parking Lot Light, Wood | Poles - Wood | STR | PM | FOS | OPERATING | 4 | 2022-05-02
LGHT01347 | K6-1547 | Pole, Parking Lot Light, Metal-Metal Base | Poles - Metal-Metal Base | STR | PM | FOS | OPERATING | 4 | 2021-08-03
LGHT01348 | K6-1547 | Pole, Parking Lot Light, Metal-Metal Base | Poles - Metal-Metal Base | STR | PM | FOS | OPERATING | 4 | 2021-08-03
LGHT01349 | K6-1547 | Pole, Parking Lot Light, Metal-Metal Base | Poles - Metal-Metal Base | STR | PM | FOS | OPERATING | 4 | 2021-08-03
LGHT01350 | K6-1547 | Pole, Parking Lot Light, Metal-Metal Base | Poles - Metal-Metal Base | STR | PM | FOS | OPERATING | 4 | 2021-08-03
LGHT01351 | K6-1547 | Pole, Parking Lot Light, Metal-Metal Base | Poles - Metal-Metal Base | STR | PM | FOS | OPERATING | 5 | 2023-11-20
LGHT01352 | K6-1547 | Pole, Parking Lot Light, Metal-Metal Base | Poles - Metal-Metal Base | STR | PM | FOS | OPERATING | 5 | 2023-11-20
LGHT01353 | K6-1547 | Pole, Parking Lot Light, Metal-Metal Base | Poles - Metal-Metal Base | STR | PM | FOS | OPERATING | 5 | 2023-11-20
LGHT01354 | K6-1696 | Pole, Parking Lot Light, Metal-Metal Base | Poles - Metal-Metal Base | STR | PM | FOS | OPERATING | 4 | 2021-08-03
LGHT01355 | K6-1696 | Pole, Parking Lot Light, Metal-Metal Base | Poles - Metal-Metal Base | STR | PM | FOS | OPERATING | 4 | 2023-10-17
LGHT01356 | K6-1696 | Pole, Parking Lot Light, Metal-Metal Base | Poles - Metal-Metal Base | STR | PM | FOS | OPERATING | 4 | 2023-10-17
LGHT01357 | K6-1696 | Pole, Parking Lot Light, Metal-Metal Base | Poles - Metal-Metal Base | STR | PM | FOS | OPERATING | 4 | 2021-08-04
LGHT01358 | K6-1696 | Pole, Parking Lot Light, Metal-Metal Base | Poles - Metal-Metal Base | STR | PM | FOS | OPERATING | 4 | 2021-08-04
LGHT01359 | K6-1696 | Pole, Parking Lot Light, Metal-Metal Base | Poles - Metal-Metal Base | STR | PM | FOS | OPERATING | 4 | 2021-08-03
LGHT01360 | K6-1696 | Pole, Parking Lot Light, Metal-Metal Base | Poles - Metal-Metal Base | STR | PM | FOS | OPERATING | 4 | 2021-08-04
LGHT01361 | K6-1696 | Pole, Parking Lot Light, Metal-Metal Base | Poles - Metal-Metal Base | STR | PM | FOS | OPERATING | 4 | 2021-08-04
LGHT01362 | K6-1696 | Pole, Parking Lot Light, Metal-Metal Base | Poles - Metal-Metal Base | STR | PM | FOS | OPERATING | 4 | 2021-08-04
LGHT01363 | K6-1696 | Pole, Parking Lot Light, Metal-Metal Base | Poles - Metal-Metal Base | STR | PM | FOS | OPERATING | 4 | 2023-10-10
LGHT01364 | K6-1696 | Pole, Parking Lot Light, Metal-Metal Base | Poles - Metal-Metal Base | STR | PM | FOS | OPERATING | 4 | 2021-08-04
LGHT01366 | K6-1096 | Pole, Parking Lot Light, Metal-Metal Base | Poles - Metal-Metal Base | STR | PM | FOS | OPERATING | 4 | 2022-08-30
LGHT01367 | K6-1096 | Pole, Parking Lot Light, Metal-Metal Base | Poles - Metal-Metal Base | STR | PM | FOS | OPERATING | 4 | 2022-06-01
LGHT01368 | K6-1096 | Pole, Parking Lot Light, Metal-Metal Base | Poles - Metal-Metal Base | STR | PM | FOS | OPERATING | 4 | 2022-06-01
LGHT01369 | K6-1096 | Pole, Parking Lot Light, Metal-Metal Base | Poles - Metal-Metal Base | STR | PM | FOS | OPERATING | 4 | 2022-06-01
LGHT01370 | K6-1096 | Pole, Parking Lot Light, Metal-Metal Base | Poles - Metal-Metal Base | STR | PM | FOS | OPERATING | 4 | 2022-06-01
LGHT01371 | K6-1096 | Pole, Parking Lot Light, Metal-Metal Base | Poles - Metal-Metal Base | STR | PM | FOS | OPERATING | 4 | 2022-06-01
LGHT01372 | K6-1096 | Pole, Parking Lot Light, Metal-Metal Base | Poles - Metal-Metal Base | STR | PM | FOS | OPERATING | 4 | 2022-06-01
LGHT01373 | K6-1096 | Pole, Parking Lot Light, Metal-Metal Base | Poles - Metal-Metal Base | STR | PM | FOS | OPERATING | 4 | 2022-06-01
LGHT01374 | K6-1096 | Pole, Parking Lot Light, Metal-Metal Base | Poles - Metal-Metal Base | STR | PM | FOS | OPERATING | 4 | 2022-06-01
LGHT01375 | K6-1096 | Pole, Parking Lot Light, Metal-Metal Base | Poles - Metal-Metal Base | STR | PM | FOS | OPERATING | 4 | 2022-06-01
LGHT01394 | K6-1096 | Pole, Parking Lot Light, Fiberglass | Poles - Fiberglass | STR | PM | FOS | OPERATING | 4 | 2022-02-07
LGHT01395 | K6-1096 | Pole, Parking Lot Light, Fiberglass | Poles - Fiberglass | STR | PM | FOS | OPERATING | 4 | 2022-02-07
LGHT01396 | K6-1096 | Pole, Parking Lot Light, Fiberglass | Poles - Fiberglass | STR | PM | FOS | OPERATING | 4 | 2022-02-07
LGHT01397 | K6-1096 | Pole, Parking Lot Light, Fiberglass | Poles - Fiberglass | STR | PM | FOS | OPERATING | 4 | 2022-02-07
LGHT01398 | K6-1096 | Pole, Parking Lot Light, Fiberglass | Poles - Fiberglass | STR | PM | FOS | OPERATING | 4 | 2022-02-07
LGHT01399 | K6-1094 | Pole, Parking Lot Light, Metal-Exposed Anchor Bolts | Poles - Metal-Exposed Anchor Bolts | STR | PM | FOS | OPERATING | 4 | 2021-03-23
LGHT01400 | K6-1094 | Pole, Parking Lot Light, Metal-Metal Base | Poles - Metal-Metal Base | STR | PM | FOS | OPERATING | 4 | 2021-08-05
LGHT01402 | K6-1094 | Pole, Parking Lot Light, Metal-Exposed Anchor Bolts | Poles - Metal-Exposed Anchor Bolts | STR | PM | FOS | OPERATING | 4 | 2021-03-15
LGHT01403 | K6-1094 | Pole, Parking Lot Light, Metal-Metal Base | Poles - Metal-Metal Base | STR | PM | FOS | OPERATING | 4 | 2021-08-27
LGHT01404 | K6-1094 | Pole, Parking Lot Light, Metal-Metal Base | Poles - Metal-Metal Base | STR | PM | FOS | OPERATING | 4 | 2021-08-27
LGHT01405 | K6-1094 | Pole, Parking Lot Light, Metal-Metal Base | Poles - Metal-Metal Base | STR | PM | FOS | OPERATING | 4 | 2021-08-27
LGHT01406 | K6-1094 | Pole, Parking Lot Light, Metal-Metal Base | Poles - Metal-Metal Base | STR | PM | FOS | OPERATING | 4 | 2021-08-27
LGHT01407 | K6-1094 | Pole, Parking Lot Light, Metal-Metal Base | Poles - Metal-Metal Base | STR | PM | FOS | OPERATING | 4 | 2021-08-27
LGHT01408 | K6-1094 | Pole, Parking Lot Light, Metal-Metal Base | Poles - Metal-Metal Base | STR | PM | FOS | OPERATING | 4 | 2021-08-27
LGHT01409 | K6-0848 | Pole, Parking Lot Light, Metal-Exposed Anchor Bolts | Poles - Metal-Exposed Anchor Bolts | STR | PM | FOS | OPERATING | 4 | 2024-03-05
LGHT01410 | K6-0848 | Pole, Parking Lot Light, Metal-Exposed Anchor Bolts | Poles - Metal-Exposed Anchor Bolts | STR | PM | FOS | OPERATING | 5 | 2024-02-19
LGHT01411 | K6-0848 | Pole, Parking Lot Light, Metal-Exposed Anchor Bolts | Poles - Metal-Exposed Anchor Bolts | STR | PM | FOS | OPERATING | 5 | 2024-02-19
LGHT01412 | K6-0848 | Pole, Parking Lot Light, Metal-Exposed Anchor Bolts | Poles - Metal-Exposed Anchor Bolts | STR | PM | FOS | OPERATING | 5 | 2024-02-19
LGHT01414 | K6-0848 | Pole, Parking Lot Light, Metal-Exposed Anchor Bolts | Poles - Metal-Exposed Anchor Bolts | STR | PM | FOS | OPERATING | 5 | 2024-02-19
LGHT01416 | K6-0900 | Pole, Parking Lot Light, Metal-Metal Base | Poles - Metal-Metal Base | STR | PM | FOS | OPERATING | 4 | 2022-01-04
LGHT01417 | K6-0900 | Pole, Parking Lot Light, Metal-Metal Base | Poles - Metal-Metal Base | STR | PM | FOS | OPERATING | 4 | 2022-01-13
LGHT01418 | K6-0900 | Pole, Parking Lot Light, Metal-Metal Base | Poles - Metal-Metal Base | STR | PM | FOS | OPERATING | 4 | 2022-01-13
LGHT01419 | K6-0900 | Pole, Parking Lot Light, Metal-Metal Base | Poles - Metal-Metal Base | STR | PM | FOS | OPERATING | 4 | 2022-01-04
LGHT01420 | K6-0900 | Pole, Parking Lot Light, Metal-Metal Base | Poles - Metal-Metal Base | STR | PM | FOS | OPERATING | 4 | 2022-01-04
LGHT01421 | K6-1696 | Pole, Parking Lot Light, Metal-Metal Base | Poles - Metal-Metal Base | STR | PM | FOS | OPERATING | 4 | 2021-08-04
LGHT01422 | K6-1696 | Pole, Parking Lot Light, Metal-Metal Base | Poles - Metal-Metal Base | STR | PM | FOS | OPERATING | 4 | 2021-08-04
LGHT01423 | M7-1104 | Pole, Area Light, Metal-Metal Base | Poles - Metal-Metal Base | STR | PM | FOS | OPERATING | 4 | 2022-09-01
LGHT01425 | M6-0399 | Pole, Streetlight, Metal-Metal Base | Poles - Metal-Metal Base | STR | N/A | XSD | DECOMMISSIONED | 3 | 2019-05-06
LGHT01426 | M6-0894 | Pole, Streetlight, Metal-Metal Base | Poles - Metal-Metal Base | STR | PM | FOS | OPERATING | 4 | 2022-01-06
LGHT01427 | M6-0894 | Pole, Streetlight, Metal-Metal Base | Poles - Metal-Metal Base | STR | PM | FOS | OPERATING | 4 | 2022-01-06
LGHT01428 | M6-0894 | Pole, Streetlight, Metal-Metal Base | Poles - Metal-Metal Base | STR | PM | FOS | OPERATING | 4 | 2022-07-05
LGHT01429 | M6-0588 | Pole, Streetlight, Metal-Metal Base | Poles - Metal-Metal Base | STR | PM | FOS | OPERATING | 4 | 2022-01-06
LGHT01430 | M6-0588 | Pole, Streetlight, Metal-Metal Base | Poles - Metal-Metal Base | STR | PM | FOS | OPERATING | 1 | 2022-06-08
LGHT01431 | M6-0596 | Pole, Streetlight, Metal-Metal Base | Poles - Metal-Metal Base | STR | PM | FOS | OPERATING | 4 | 2022-09-01
LGHT01432 | M6-0399 | Pole, Streetlight, Metal-Metal Base | Poles - Metal-Metal Base | STR | N/A | XSD | DECOMMISSIONED | 3 | 2019-05-06
LGHT01433 | M6-0399 | Pole, Streetlight, Metal-Metal Base | Poles - Metal-Metal Base | STR | N/A | XSD | DECOMMISSIONED | 3 | 2019-05-06
LGHT01434 | M6-0399 | Pole, Streetlight, Metal-Metal Base | Poles - Metal-Metal Base | STR | N/A | XSD | DECOMMISSIONED | 3 | 2019-05-06
LGHT01435 | M6-0399 | Pole, Streetlight, Metal-Metal Base | Poles - Metal-Metal Base | STR | N/A | XSD | DECOMMISSIONED | 3 | 2019-05-13
LGHT01439 | M6-0490 | Pole, Streetlight, Metal-Metal Base | Poles - Metal-Metal Base | STR | PM | FOS | OPERATING | 4 | 2022-01-05
LGHT01440 | M6-0490 | Pole, Streetlight, Metal-Metal Base | Poles - Metal-Metal Base | STR | PM | FOS | OPERATING | 4 | 2022-01-05
LGHT01441 | M7-0355 | Pole, Parking Lot Light, Metal-Metal Base | Poles - Metal-Metal Base | STR | PM | FOS | OPERATING | 4 | 2021-06-28
LGHT01442 | M7-0355 | Pole, Parking Lot Light, Metal-Metal Base | Poles - Metal-Metal Base | STR | PM | FOS | OPERATING | 4 | 2021-06-29
LGHT01444 | M7-0355 | Pole, Parking Lot Light, Metal-Metal Base | Poles - Metal-Metal Base | STR | PM | FOS | OPERATING | 4 | 2021-06-28
LGHT01445 | M7-0355 | Pole, Parking Lot Light, Metal-Metal Base | Poles - Metal-Metal Base | STR | PM | FOS | OPERATING | 4 | 2021-06-02
LGHT01448 | M7-0360 | Pole, Streetlight, Metal-Exposed Anchor Bolts | Poles - Metal-Exposed Anchor Bolts | STR | PM | FOS | OPERATING | 4 | 2022-08-30
LGHT01449 | M7-0360 | Pole, Streetlight, Metal-Exposed Anchor Bolts | Poles - Metal-Exposed Anchor Bolts | STR | PM | FOS | OPERATING | 4 | 2022-08-30
LGHT01450 | M7-0360 | Pole, Streetlight, Metal-Exposed Anchor Bolts | Poles - Metal-Exposed Anchor Bolts | STR | PM | FOS | OPERATING | 4 | 2022-08-30
LGHT01451 | M7-0360 | Pole, Streetlight, Metal-Exposed Anchor Bolts | Poles - Metal-Exposed Anchor Bolts | STR | PM | FOS | OPERATING | 4 | 2022-07-05
LGHT01452 | M7-0360 | Pole, Streetlight, Metal-Exposed Anchor Bolts | Poles - Metal-Exposed Anchor Bolts | STR | PM | FOS | OPERATING | 4 | 2022-07-05
LGHT01453 | M7-0360 | Pole, Streetlight, Metal-Exposed Anchor Bolts | Poles - Metal-Exposed Anchor Bolts | STR | PM | FOS | OPERATING | 4 | 2022-07-04
LGHT01454 | M7-0360 | Pole, Streetlight, Metal-Exposed Anchor Bolts | Poles - Metal-Exposed Anchor Bolts | STR | PM | FOS | OPERATING | 4 | 2022-07-04
LGHT01455 | M7-0360 | Pole, Streetlight, Metal-Exposed Anchor Bolts | Poles - Metal-Exposed Anchor Bolts | STR | PM | FOS | OPERATING | 4 | 2022-07-04
LGHT01456 | M7-0360 | Pole, Streetlight, Metal-Metal Base | Poles - Metal-Metal Base | STR | PM | FOS | OPERATING | 4 | 2022-01-05
LGHT01457 | M7-0360 | Pole, Streetlight, Metal-Metal Base | Poles - Metal-Metal Base | STR | PM | FOS | OPERATING | 4 | 2022-01-05
LGHT01458 | M7-0360 | Pole, Streetlight, Metal-Exposed Anchor Bolts | Poles - Metal-Exposed Anchor Bolts | STR | PM | FOS | OPERATING | 4 | 2022-07-04
LGHT01459 | M7-0360 | Pole, Streetlight, Metal-Exposed Anchor Bolts | Poles - Metal-Exposed Anchor Bolts | STR | PM | FOS | OPERATING | 4 | 2022-07-04
LGHT01460 | KSC | Pole, Parking Lot Light, Metal-Metal Base | Poles - Metal-Metal Base | STR | N/A | XSD | DECOMMISSIONED | 4
LGHT01461 | M7-0360 | Pole, Parking Lot Light, Metal-Metal Base | Poles - Metal-Metal Base | STR | PM | FOS | OPERATING | 4 | 2023-12-14
LGHT01462 | M7-0360 | Pole, Parking Lot Light, Metal-Metal Base | Poles - Metal-Metal Base | STR | PM | FOS | OPERATING | 4 | 2021-08-27
LGHT01463 | M7-0360 | Pole, Parking Lot Light, Metal-Metal Base | Poles - Metal-Metal Base | STR | PM | FOS | OPERATING | 4 | 2021-08-27
LGHT01464 | M7-0360 | Pole, Parking Lot Light, Metal-Metal Base | Poles - Metal-Metal Base | STR | PM | FOS | OPERATING | 4 | 2021-08-27
LGHT01465 | M7-0360 | Pole, Parking Lot Light, Metal-Metal Base | Poles - Metal-Metal Base | STR | PM | FOS | OPERATING | 4 | 2024-01-30
LGHT01466 | M7-0360 | Pole, Parking Lot Light, Metal-Metal Base | Poles - Metal-Metal Base | STR | PM | FOS | OPERATING | 5 | 2023-12-14
LGHT01467 | M7-0360 | Pole, Parking Lot Light, Metal-Metal Base | Poles - Metal-Metal Base | STR | PM | FOS | OPERATING | 4 | 2023-12-14
LGHT01468 | M7-0360 | Pole, Parking Lot Light, Metal-Metal Base | Poles - Metal-Metal Base | STR | PM | FOS | OPERATING | 4 | 2023-08-02
LGHT01469 | M7-0360 | Pole, Parking Lot Light, Metal-Metal Base | Poles - Metal-Metal Base | STR | PM | FOS | OPERATING | 4 | 2023-08-02
LGHT01470 | M7-0360 | Pole, Parking Lot Light, Metal-Metal Base | Poles - Metal-Metal Base | STR | PM | FOS | OPERATING | 4 | 2023-08-02
LGHT01471 | M7-0360 | Pole, Parking Lot Light, Metal-Metal Base | Poles - Metal-Metal Base | STR | PM | FOS | OPERATING | 4 | 2023-08-02
LGHT01472 | M7-0360 | Pole, Parking Lot Light, Metal-Metal Base | Poles - Metal-Metal Base | STR | PM | FOS | OPERATING | 4 | 2023-08-29
LGHT01473 | M7-0360 | Pole, Parking Lot Light, Metal-Metal Base | Poles - Metal-Metal Base | STR | PM | FOS | OPERATING | 4 | 2023-08-02
LGHT01474 | M7-0360 | Pole, Parking Lot Light, Metal-Metal Base | Poles - Metal-Metal Base | STR | PM | FOS | OPERATING | 4 | 2023-08-02
LGHT01475 | M7-0360 | Pole, Parking Lot Light, Metal-Metal Base | Poles - Metal-Metal Base | STR | PM | FOS | OPERATING | 4 | 2023-08-04
LGHT01476 | M7-0360 | Pole, Parking Lot Light, Metal-Metal Base | Poles - Metal-Metal Base | STR | PM | FOS | OPERATING | 4 | 2023-08-04
LGHT01477 | M7-0360 | Pole, Parking Lot Light, Metal-Metal Base | Poles - Metal-Metal Base | STR | PM | FOS | OPERATING | 4 | 2023-08-04
LGHT01478 | M7-0360 | Pole, Parking Lot Light, Metal-Metal Base | Poles - Metal-Metal Base | STR | PM | FOS | OPERATING | 4 | 2023-08-30
LGHT01479 | M7-0360 | Pole, Parking Lot Light, Metal-Metal Base | Poles - Metal-Metal Base | STR | PM | FOS | OPERATING | 4 | 2023-08-31
LGHT01480 | M7-0360 | Pole, Parking Lot Light, Metal-Metal Base | Poles - Metal-Metal Base | STR | PM | FOS | OPERATING | 4 | 2021-08-27
LGHT01481 | M7-0360 | Pole, Parking Lot Light, Metal-Metal Base | Poles - Metal-Metal Base | STR | PM | FOS | OPERATING | 4 | 2021-06-07
LGHT01482 | M7-0360 | Pole, Parking Lot Light, Metal-Metal Base | Poles - Metal-Metal Base | STR | PM | FOS | OPERATING | 4 | 2021-06-07
LGHT01483 | M7-0360 | Pole, Parking Lot Light, Metal-Metal Base | Poles - Metal-Metal Base | STR | PM | FOS | OPERATING | 4 | 2021-06-07
LGHT01484 | M7-0360 | Pole, Parking Lot Light, Metal-Metal Base | Poles - Metal-Metal Base | STR | PM | FOS | OPERATING | 4 | 2021-06-07
LGHT01485 | M7-0360 | Pole, Parking Lot Light, Metal-Metal Base | Poles - Metal-Metal Base | STR | PM | FOS | OPERATING | 4 | 2021-06-07
LGHT01486 | M7-0360 | Pole, Parking Lot Light, Metal-Metal Base | Poles - Metal-Metal Base | STR | PM | FOS | OPERATING | 4 | 2021-06-07
LGHT01487 | M7-0360 | Pole, Parking Lot Light, Metal-Metal Base | Poles - Metal-Metal Base | STR | PM | FOS | OPERATING | 4 | 2021-06-07
LGHT01488 | M7-0360 | Pole, Parking Lot Light, Metal-Metal Base | Poles - Metal-Metal Base | STR | PM | FOS | OPERATING | 4 | 2021-06-07
LGHT01489 | M7-0360 | Pole, Parking Lot Light, Metal-Metal Base | Poles - Metal-Metal Base | STR | PM | FOS | OPERATING | 4 | 2021-06-07
LGHT01490 | M7-0360 | Pole, Parking Lot Light, Metal-Metal Base | Poles - Metal-Metal Base | STR | PM | FOS | OPERATING | 4 | 2021-06-29
LGHT01491 | M7-0360 | Pole, Parking Lot Light, Metal-Metal Base | Poles - Metal-Metal Base | STR | PM | FOS | OPERATING | 4 | 2021-06-29
LGHT01492 | KSC | Pole, Streetlight, Metal-Metal Base | Poles - Metal-Metal Base | STR | PM | FOS | OPERATING | 4 | 2021-06-28
LGHT01493 | KSC | Pole, Streetlight, Metal-Metal Base | Poles - Metal-Metal Base | STR | PM | FOS | OPERATING | 4 | 2021-06-28
LGHT01494 | KSC | Pole, Streetlight, Metal-Metal Base | Poles - Metal-Metal Base | STR | PM | FOS | OPERATING | 3 | 2022-03-01
LGHT01495 | KSC | Pole, Streetlight, Metal-Metal Base | Poles - Metal-Metal Base | STR | PM | FOS | OPERATING | 4 | 2022-03-01
LGHT01496 | KSC | Pole, Streetlight, Metal-Metal Base | Poles - Metal-Metal Base | STR | PM | FOS | OPERATING | 4 | 2022-03-01
LGHT01497 | KSC | Pole, Streetlight, Metal-Metal Base | Poles - Metal-Metal Base | STR | PM | FOS | OPERATING | 4 | 2022-03-01
LGHT01498 | KSC | Pole, Streetlight, Metal-Metal Base | Poles - Metal-Metal Base | STR | PM | FOS | OPERATING | 4 | 2022-03-01
LGHT01499 | KSC | Pole, Streetlight, Metal-Metal Base | Poles - Metal-Metal Base | STR | PM | FOS | OPERATING | 4 | 2022-03-01
LGHT01500 | KSC | Pole, Streetlight, Metal-Metal Base | Poles - Metal-Metal Base | STR | PM | FOS | OPERATING | 4 | 2022-03-01
LGHT01501 | KSC | Pole, Streetlight, Metal-Metal Base | Poles - Metal-Metal Base | STR | PM | FOS | OPERATING | 4 | 2022-03-01
LGHT01502 | KSC | Pole, Streetlight, Metal-Metal Base | Poles - Metal-Metal Base | STR | PM | FOS | OPERATING | 4 | 2022-05-02
LGHT01503 | KSC | Pole, Streetlight, Metal-Metal Base | Poles - Metal-Metal Base | STR | PM | FOS | OPERATING | 4 | 2019-04-30
LGHT01504 | KSC | Pole, Streetlight, Metal-Metal Base | Poles - Metal-Metal Base | STR | PM | FOS | OPERATING | 4 | 2022-05-06
LGHT01505 | KSC | Pole, Streetlight, Metal-Metal Base | Poles - Metal-Metal Base | STR | PM | FOS | OPERATING | 4 | 2022-05-06
LGHT01506 | KSC | Pole, Streetlight, Metal-Metal Base | Poles - Metal-Metal Base | STR | PM | FOS | OPERATING | 4 | 2022-05-06
LGHT01507 | KSC | Pole, Streetlight, Metal-Metal Base | Poles - Metal-Metal Base | STR | PM | FOS | OPERATING | 4 | 2022-05-06
LGHT01508 | KSC | Pole, Streetlight, Metal-Metal Base | Poles - Metal-Metal Base | STR | PM | FOS | OPERATING | 4 | 2022-06-01
LGHT01509 | KSC | Pole, Streetlight, Metal-Metal Base | Poles - Metal-Metal Base | STR | PM | FOS | OPERATING | 4 | 2022-06-01
LGHT01510 | KSC | Pole, Streetlight, Metal-Metal Base | Poles - Metal-Metal Base | STR | PM | FOS | OPERATING | 4 | 2022-06-01
LGHT01511 | KSC | Pole, Streetlight, Metal-Metal Base | Poles - Metal-Metal Base | STR | PM | FOS | OPERATING | 4 | 2022-06-01
LGHT01512 | KSC | Pole, Streetlight, Metal-Metal Base | Poles - Metal-Metal Base | STR | PM | FOS | OPERATING | 4 | 2022-04-29
LGHT01513 | KSC | Pole, Streetlight, Metal-Metal Base | Poles - Metal-Metal Base | STR | PM | FOS | OPERATING | 4 | 2022-05-03
LGHT01514 | KSC | Pole, Streetlight, Metal-Metal Base | Poles - Metal-Metal Base | STR | PM | FOS | OPERATING | 4 | 2022-04-29
LGHT01515 | KSC | Pole, Streetlight, Metal-Metal Base | Poles - Metal-Metal Base | STR | PM | FOS | OPERATING | 4 | 2022-05-03
LGHT01516 | KSC | Pole, Streetlight, Metal-Metal Base | Poles - Metal-Metal Base | STR | PM | FOS | OPERATING | 4 | 2022-05-02
LGHT01517 | KSC | Pole, Streetlight, Metal-Metal Base | Poles - Metal-Metal Base | STR | PM | FOS | OPERATING | 4 | 2022-05-02
LGHT01518 | KSC | Pole, Streetlight, Metal-Metal Base | Poles - Metal-Metal Base | STR | PM | FOS | OPERATING | 4 | 2022-09-01
LGHT01519 | M6-0883 | Pole, Streetlight, Metal-Metal Base | Poles - Metal-Metal Base | STR | PM | FOS | OPERATING | 4 | 2022-07-04
LGHT01520 | M6-0883 | Pole, Streetlight, Metal-Metal Base | Poles - Metal-Metal Base | STR | PM | FOS | OPERATING | 4 | 2022-07-04
LGHT01521 | M6-0883 | Pole, Streetlight, Metal-Metal Base | Poles - Metal-Metal Base | STR | PM | FOS | OPERATING | 4 | 2022-07-04
LGHT01522 | M6-0883 | Pole, Streetlight, Metal-Metal Base | Poles - Metal-Metal Base | STR | PM | FOS | OPERATING | 4 | 2022-07-04
LGHT01523 | M6-0883 | Pole, Streetlight, Metal-Metal Base | Poles - Metal-Metal Base | STR | PM | FOS | OPERATING | 4 | 2022-07-06
LGHT01524 | M6-0883 | Pole, Streetlight, Metal-Metal Base | Poles - Metal-Metal Base | STR | PM | FOS | OPERATING | 4 | 2022-07-06
LGHT01525 | P6-1638 | Pole, Streetlight, Wood | Poles - Wood | STR | PM | FOS | OPERATING | 4 | 2022-09-02
LGHT01526 | P6-1638 | Pole, Area Light, Concrete | Poles - Concrete | STR | PM | FOS | OPERATING | 3 | 2023-07-08
LGHT01527 | KSC | Pole, Area Light, Wood | Poles - Wood | STR | N/A | XSD | DECOMMISSIONED | 3
LGHT01528 | KSC | Pole, Area Light, Wood | Poles - Wood | STR | N/A | XSD | DECOMMISSIONED | 3
LGHT01529 | P6-1638 | Pole, Area Light, Wood | Poles - Wood | STR | PM | FOS | OPERATING | 4 | 2022-07-06
LGHT01530 | P6-1638 | Pole, Area Light, Wood | Poles - Wood | STR | PM | FOS | OPERATING | 3 | 2022-09-02
LGHT01531 | P6-1638 | Pole, Area Light, Wood | Poles - Wood | STR | PM | FOS | OPERATING | 4 | 2022-07-06
LGHT01532 | P6-1638 | Pole, Area Light, Wood | Poles - Wood | STR | PM | FOS | OPERATING | 4 | 2022-07-06
LGHT01533 | P6-1638 | Pole, Area Light, Concrete | Poles - Concrete | STR | PM | FOS | OPERATING | 4 | 2023-07-08
LGHT01534 | P6-1638 | Pole, Area Light, Concrete | Poles - Concrete | STR | PM | FOS | OPERATING | 4 | 2023-07-08
LGHT01535 | P6-1638 | Pole, Area Light, Wood | Poles - Wood | STR | PM | FOS | OPERATING | 4 | 2022-07-06
LGHT01536 | N6-1009 | Pole, Parking Lot Light, Wood | Poles - Wood | STR | PM | FOS | OPERATING | 4 | 2024-02-29
LGHT01537 | N6-1009 | Pole, Parking Lot Light, Wood | Poles - Wood | STR | PM | FOS | OPERATING | 4 | 2021-02-22
LGHT01538 | N6-1009 | Pole, Parking Lot Light, Wood | Poles - Wood | STR | PM | FOS | OPERATING | 4 | 2024-02-29
LGHT01539 | N6-1009 | Pole, Parking Lot Light, Wood | Poles - Wood | STR | PM | FOS | OPERATING | 4 | 2024-02-29
LGHT01540 | N6-1009 | Pole, Parking Lot Light, Wood | Poles - Wood | STR | PM | FOS | OPERATING | 4 | 2021-02-22
LGHT01541 | N6-1009 | Pole, Parking Lot Light, Wood | Poles - Wood | STR | PM | FOS | OPERATING | 4 | 2021-02-22
LGHT01542 | N6-1009 | Pole, Parking Lot Light, Wood | Poles - Wood | STR | PM | FOS | OPERATING | 3 | 2024-02-29
LGHT01543 | N6-1009 | Pole, Parking Lot Light, Wood | Poles - Wood | STR | PM | FOS | OPERATING | 4 | 2024-02-29
LGHT01544 | N6-1009 | Pole, Parking Lot Light, Wood | Poles - Wood | STR | PM | FOS | OPERATING | 4 | 2024-02-29
LGHT01545 | N6-1009 | Pole, Parking Lot Light, Wood | Poles - Wood | STR | PM | FOS | OPERATING | 4 | 2021-02-22
LGHT01546 | M6-1671 | Pole, Area Light, Wood | Poles - Wood | STR | N/A | XSD | DECOMMISSIONED | 4 | 2019-04-29
LGHT01547 | M6-1671 | Pole, Area Light, Wood | Poles - Wood | STR | N/A | XSD | DECOMMISSIONED | 4 | 2019-04-29
LGHT01548 | M6-1671 | Pole, Area Light, Wood | Poles - Wood | STR | PM | FOS | OPERATING | 4 | 2019-04-29
LGHT01549 | M6-1671 | Pole, Area Light, Wood | Poles - Wood | STR | PM | FOS | OPERATING | 3 | 2019-04-29
LGHT01551 | M6-1671 | Pole, Area Light, Concrete | Poles - Concrete | STR | PM | FOS | OPERATING | 4 | 2021-12-23
LGHT01552 | N6-2296 | Pole, Area Light, Metal-Metal Base | Poles - Metal-Metal Base | STR | PM | FOS | OPERATING | 4 | 2024-03-22
LGHT01553 | M6-1671 | Pole, Area Light, Concrete | Poles - Concrete | STR | PM | FOS | OPERATING | 4 | 2021-12-23
LGHT01554 | M6-1671 | Pole, Area Light, Concrete | Poles - Concrete | STR | PM | FOS | OPERATING | 4 | 2021-12-23
LGHT01555 | M6-1671 | Pole, Area Light, Concrete | Poles - Concrete | STR | PM | FOS | OPERATING | 4 | 2021-12-23
LGHT01556 | M6-1671 | Pole, Area Light, Concrete | Poles - Concrete | STR | PM | FOS | OPERATING | 3 | 2021-12-23
LGHT01557 | M6-1671 | Pole, Area Light, Concrete | Poles - Concrete | STR | PM | FOS | OPERATING | 4 | 2021-12-23
LGHT01558 | M6-1671 | Pole, Area Light, Concrete | Poles - Concrete | STR | PM | FOS | OPERATING | 4 | 2021-12-23
LGHT01559 | M6-1671 | Pole, Area Light, Concrete | Poles - Concrete | STR | PM | FOS | OPERATING | 4 | 2021-12-27
LGHT01560 | M6-1671 | Pole, Area Light, Concrete | Poles - Concrete | STR | PM | FOS | OPERATING | 4 | 2021-12-27
LGHT01561 | M6-1671 | Pole, Area Light, Concrete | Poles - Concrete | STR | PM | FOS | OPERATING | 4 | 2021-12-27
LGHT01562 | M6-1671 | Pole, Area Light, Concrete | Poles - Concrete | STR | PM | FOS | OPERATING | 4 | 2021-12-27
LGHT01563 | M6-1671 | Pole, Area Light, Concrete | Poles - Concrete | STR | PM | FOS | OPERATING | 4 | 2021-12-27
LGHT01564 | M6-0378 | Pole, Area Light, Wood | Poles - Wood | STR | PM | FOS | OPERATING | 4 | 2024-02-28
LGHT01565 | M6-0378 | Pole, Area Light, Wood | Poles - Wood | STR | PM | FOS | OPERATING | 4 | 2024-02-28
LGHT01566 | M6-0378 | Pole, Area Light, Concrete | Poles - Concrete | STR | PM | FOS | OPERATING | 4 | 2023-08-30
LGHT01567 | M6-0378 | Pole, Area Light, Concrete | Poles - Concrete | STR | PM | FOS | OPERATING | 4 | 2023-08-30
LGHT01568 | M6-0378 | Pole, Area Light, Concrete | Poles - Concrete | STR | PM | FOS | OPERATING | 4 | 2023-08-30
LGHT01569 | M6-0378 | Pole, Area Light, Concrete | Poles - Concrete | STR | PM | FOS | OPERATING | 4 | 2021-10-06
LGHT01570 | M6-0378 | Pole, Area Light, Concrete | Poles - Concrete | STR | PM | FOS | OPERATING | 4 | 2021-10-06
LGHT01571 | M6-0378 | Pole, Area Light, Concrete | Poles - Concrete | STR | PM | FOS | OPERATING | 4 | 2023-08-30
LGHT01572 | M6-0378 | Pole, Area Light, Concrete | Poles - Concrete | STR | PM | FOS | OPERATING | 4 | 2023-08-30
LGHT01581 | M7-1354 | Pole, Area Light, Metal-Exposed Anchor Bolts | Poles - Metal-Exposed Anchor Bolts | STR | PM | FOS | OPERATING | 4 | 2021-03-15
LGHT01582 | M7-1354 | Pole, Area Light, Wood | Poles - Wood | STR | PM | FOS | OPERATING | 4 | 2021-03-15
LGHT01583 | M7-1354 | Pole, Area Light, Metal-Exposed Anchor Bolts | Poles - Metal-Exposed Anchor Bolts | STR | PM | FOS | OPERATING | 4 | 2021-03-15
LGHT01584 | M7-1354 | Pole, Area Light, Metal-Exposed Anchor Bolts | Poles - Metal-Exposed Anchor Bolts | STR | PM | FOS | OPERATING | 4 | 2021-03-15
LGHT01587 | M7-1104 | Pole, Area Light, Metal-Metal Base | Poles - Metal-Metal Base | STR | PM | FOS | OPERATING | 4 | 2022-08-30
LGHT01588 | M7-1104 | Pole, Area Light, Metal-Metal Base | Poles - Metal-Metal Base | STR | PM | FOS | OPERATING | 4 | 2024-02-21
LGHT01589 | M7-1104 | Pole, Area Light, Metal-Metal Base | Poles - Metal-Metal Base | STR | PM | FOS | OPERATING | 4 | 2024-02-21
LGHT01593 | M6-0894 | Pole, Area Light, Metal-Metal Base | Poles - Metal-Metal Base | STR | PM | FOS | OPERATING | 4 | 2023-11-16
LGHT01594 | M6-0894 | Pole, Area Light, Wood | Poles - Wood | STR | PM | FOS | OPERATING | 2 | 2021-03-08
LGHT01595 | M6-0894 | Pole, Area Light, Wood | Poles - Wood | STR | PM/TS | NAB | ABANDONED | 4 | 2021-02-08
LGHT01596 | M6-0894 | Pole, Area Light, Wood | Poles - Wood | STR | PM | FOS | OPERATING | 1 | 2023-01-30
LGHT01598 | M6-0399 | Pole, Parking Lot Light, Metal-Metal Base | Poles - Metal-Metal Base | STR | N/A | XSD | DECOMMISSIONED | 4 | 2021-08-30
LGHT01599 | M6-0399 | Pole, Parking Lot Light, Metal-Metal Base | Poles - Metal-Metal Base | STR | N/A | XSD | DECOMMISSIONED | 4 | 2021-08-30
LGHT01600 | M6-0399 | Pole, Parking Lot Light, Metal-Metal Base | Poles - Metal-Metal Base | STR | N/A | XSD | DECOMMISSIONED | 4 | 2021-08-30
LGHT01601 | M6-0399 | Pole, Parking Lot Light, Metal-Metal Base | Poles - Metal-Metal Base | STR | N/A | XSD | DECOMMISSIONED | 4 | 2021-08-30
LGHT01606 | M7-0355 | Pole, Parking Lot Light, Metal-Metal Base | Poles - Metal-Metal Base | STR | PM | FOS | OPERATING | 4 | 2023-10-03
LGHT01607 | M7-0355 | Pole, Parking Lot Light, Metal-Metal Base | Poles - Metal-Metal Base | STR | PM | FOS | OPERATING | 4 | 2023-10-03
LGHT01608 | M7-0355 | Pole, Parking Lot Light, Metal-Metal Base | Poles - Metal-Metal Base | STR | PM | FOS | OPERATING | 4 | 2023-10-03
LGHT01609 | M7-0355 | Pole, Parking Lot Light, Metal-Metal Base | Poles - Metal-Metal Base | STR | PM | FOS | OPERATING | 4 | 2023-10-03
LGHT01610 | M7-0355 | Pole, Parking Lot Light, Metal-Metal Base | Poles - Metal-Metal Base | STR | PM | FOS | OPERATING | 4 | 2023-10-03
LGHT01611 | M7-0355 | Pole, Parking Lot Light, Metal-Metal Base | Poles - Metal-Metal Base | STR | PM | FOS | OPERATING | 4 | 2023-10-03
LGHT01612 | M7-0355 | Pole, Parking Lot Light, Metal-Metal Base | Poles - Metal-Metal Base | STR | PM | FOS | OPERATING | 4 | 2023-10-04
LGHT01613 | M7-0355 | Pole, Parking Lot Light, Metal-Metal Base | Poles - Metal-Metal Base | STR | PM | FOS | OPERATING | 5 | 2023-10-31
LGHT01614 | M7-0355 | Pole, Parking Lot Light, Metal-Metal Base | Poles - Metal-Metal Base | STR | PM | FOS | OPERATING | 5 | 2023-10-04
LGHT01615 | M7-0355 | Pole, Parking Lot Light, Metal-Metal Base | Poles - Metal-Metal Base | STR | PM | FOS | OPERATING | 4 | 2023-10-04
LGHT01616 | M7-0355 | Pole, Parking Lot Light, Metal-Metal Base | Poles - Metal-Metal Base | STR | PM | FOS | OPERATING | 4 | 2023-10-31
LGHT01617 | M7-0355 | Pole, Parking Lot Light, Metal-Metal Base | Poles - Metal-Metal Base | STR | PM | FOS | OPERATING | 4 | 2023-10-31
LGHT01618 | M7-0355 | Pole, Parking Lot Light, Metal-Metal Base | Poles - Metal-Metal Base | STR | PM | FOS | OPERATING | 4 | 2023-10-10
LGHT01619 | M7-0355 | Pole, Parking Lot Light, Metal-Exposed Anchor Bolts | Poles - Metal-Exposed Anchor Bolts | STR | PM | FOS | OPERATING | 4 | 2022-03-03
LGHT01621 | M7-0355 | Pole, Streetlight, Metal-Metal Base | Poles - Metal-Metal Base | STR | PM | FOS | OPERATING | 4 | 2022-07-07
LGHT01622 | M7-0355 | Pole, Streetlight, Metal-Metal Base | Poles - Metal-Metal Base | STR | PM | FOS | OPERATING | 4 | 2022-07-07
LGHT01623 | M7-0355 | Pole, Streetlight, Metal-Metal Base | Poles - Metal-Metal Base | STR | PM | FOS | OPERATING | 4 | 2022-07-07
LGHT01624 | M7-0355 | Pole, Parking Lot Light, Metal-Metal Base | Poles - Metal-Metal Base | STR | PM | FOS | OPERATING | 4 | 2023-10-31
LGHT01625 | M7-0355 | Pole, Parking Lot Light, Metal-Metal Base | Poles - Metal-Metal Base | STR | PM | FOS | OPERATING | 4 | 2023-10-31
LGHT01626 | M7-0355 | Pole, Parking Lot Light, Metal-Metal Base | Poles - Metal-Metal Base | STR | PM | FOS | OPERATING | 4 | 2023-10-17
LGHT01627 | P6-1638 | Pole, Area Light, Wood | Poles - Wood | STR | PM | FOS | OPERATING | 4 | 2022-07-06
LGHT01628 | P6-1638 | Pole, Area Light, Wood | Poles - Wood | STR | PM | FOS | OPERATING | 4 | 2022-07-06
LGHT01629 | P6-1638 | Pole, Area Light, Concrete | Poles - Concrete | STR | PM | FOS | OPERATING | 3 | 2023-07-08
LGHT01630 | P6-1638 | Pole, Area Light, Wood | Poles - Wood | STR | PM | FOS | OPERATING | 4 | 2022-09-02
LGHT01631 | P6-1638 | Pole, Area Light, Wood | Poles - Wood | STR | PM | FOS | OPERATING | 4 | 2022-09-02
LGHT01632 | P6-1638 | Pole, Area Light, Wood | Poles - Wood | STR | PM | FOS | OPERATING | 4 | 2022-09-02
LGHT01634 | P6-1638 | Pole, Area Light, Wood | Poles - Wood | STR | PM | FOS | OPERATING | 4 | 2022-09-02
LGHT01635 | P6-1638 | Pole, Area Light, Wood | Poles - Wood | STR | PM | FOS | OPERATING | 2 | 2022-09-16
LGHT01636 | P6-1638 | Pole, Area Light, Wood | Poles - Wood | STR | PM | FOS | OPERATING | 4 | 2022-09-02
LGHT01637 | M6-0378 | Pole, Area Light, Concrete | Poles - Concrete | STR | PM | FOS | OPERATING | 4 | 2023-08-30
LGHT01638 | UK-0025 | Pole, Parking Lot Light, Metal-Exposed Anchor Bolts | Poles - Metal-Exposed Anchor Bolts | STR | PM | FOS | OPERATING | 4 | 2022-07-07
LGHT01639 | UK-0025 | Pole, Parking Lot Light, Metal-Exposed Anchor Bolts | Poles - Metal-Exposed Anchor Bolts | STR | PM | FOS | OPERATING | 4 | 2022-07-07
LGHT01640 | UK-0025 | Pole, Parking Lot Light, Metal-Exposed Anchor Bolts | Poles - Metal-Exposed Anchor Bolts | STR | PM | FOS | OPERATING | 4 | 2022-07-07
LGHT01641 | UK-0025 | Pole, Parking Lot Light, Metal-Exposed Anchor Bolts | Poles - Metal-Exposed Anchor Bolts | STR | PM | FOS | OPERATING | 4 | 2022-07-07
LGHT01642 | UK-0025 | Pole, Parking Lot Light, Metal-Exposed Anchor Bolts | Poles - Metal-Exposed Anchor Bolts | STR | PM | FOS | OPERATING | 4 | 2022-07-07
LGHT01643 | UK-0025 | Pole, Parking Lot Light, Metal-Exposed Anchor Bolts | Poles - Metal-Exposed Anchor Bolts | STR | PM | FOS | OPERATING | 4 | 2022-07-05
LGHT01649 | UK-0025 | Pole, Parking Lot Light, Metal-Exposed Anchor Bolts | Poles - Metal-Exposed Anchor Bolts | STR | PM | FOS | OPERATING | 4 | 2022-07-05
LGHT01650 | UK-0025 | Pole, Parking Lot Light, Metal-Exposed Anchor Bolts | Poles - Metal-Exposed Anchor Bolts | STR | PM | FOS | OPERATING | 4 | 2022-07-05
LGHT01651 | UK-0025 | Pole, Parking Lot Light, Metal-Exposed Anchor Bolts | Poles - Metal-Exposed Anchor Bolts | STR | PM | FOS | OPERATING | 4 | 2022-07-05
LGHT01721 | M6-0138 | Pole, Parking Lot Light, Metal-Exposed Anchor Bolts | Poles - Metal-Exposed Anchor Bolts | STR | PM | FOS | OPERATING | 2 | 2022-07-05
LGHT01722 | M6-0486 | Pole, Parking Lot Light, Metal-Metal Base | Poles - Metal-Metal Base | STR | PM | FOS | OPERATING | 4 | 2021-06-30
LGHT01723 | M6-0486 | Pole, Parking Lot Light, Metal-Metal Base | Poles - Metal-Metal Base | STR | PM | FOS | OPERATING | 4 | 2021-06-30
LGHT01724 | M6-0486 | Pole, Parking Lot Light, Metal-Metal Base | Poles - Metal-Metal Base | STR | PM | FOS | OPERATING | 4 | 2021-06-30
LGHT01725 | M6-0486 | Pole, Parking Lot Light, Metal-Exposed Anchor Bolts | Poles - Metal-Exposed Anchor Bolts | STR | PM | FOS | OPERATING | 4 | 2022-06-01
LGHT01732 | K6-0494 | Pole, Area Light, Metal-Metal Base | Poles - Metal-Metal Base | STR | PM | FOS | OPERATING | 4 | 2024-01-16
LGHT01733 | K6-0494 | Pole, Area Light, Metal-Metal Base | Poles - Metal-Metal Base | STR | PM | FOS | OPERATING | 4 | 2021-03-15
LGHT01734 | K6-0494 | Pole, Area Light, Metal-Metal Base | Poles - Metal-Metal Base | STR | PM | FOS | OPERATING | 5 | 2024-04-29
LGHT01736 | K6-0494 | Pole, Area Light, Metal-Metal Base | Poles - Metal-Metal Base | STR | PM | FOS | OPERATING | 5 | 2024-04-29
LGHT01737 | K6-0494 | Pole, Area Light, Metal-Metal Base | Poles - Metal-Metal Base | STR | PM | FOS | OPERATING | 5 | 2024-04-29
LGHT01738 | K6-0494 | Pole, Area Light, Metal-Metal Base | Poles - Metal-Metal Base | STR | PM | FOS | OPERATING | 5 | 2024-04-29
LGHT01739 | K6-0494 | Pole, Area Light, Metal-Metal Base | Poles - Metal-Metal Base | STR | PM | FOS | OPERATING | 4 | 2024-03-28
LGHT01740 | K6-0494 | Pole, Area Light, Metal-Metal Base | Poles - Metal-Metal Base | STR | PM | FOS | OPERATING | 4 | 2024-03-28
LGHT01741 | K6-0494 | Pole, Area Light, Metal-Metal Base | Poles - Metal-Metal Base | STR | PM | FOS | OPERATING | 4 | 2024-03-28
LGHT01742 | K6-0494 | Pole, Area Light, Metal-Metal Base | Poles - Metal-Metal Base | STR | PM | FOS | OPERATING | 4 | 2024-03-22
LGHT01743 | K6-0494 | Pole, Area Light, Metal-Metal Base | Poles - Metal-Metal Base | STR | PM | FOS | OPERATING | 4 | 2024-03-22
LGHT01744 | K6-0494 | Pole, Area Light, Metal-Metal Base | Poles - Metal-Metal Base | STR | PM | FOS | OPERATING | 4 | 2024-03-22
LGHT01745 | K6-0494 | Pole, Area Light, Metal-Metal Base | Poles - Metal-Metal Base | STR | PM | FOS | OPERATING | 4 | 2024-03-22
LGHT01746 | K6-0494 | Pole, Area Light, Metal-Metal Base | Poles - Metal-Metal Base | STR | PM | FOS | OPERATING | 4 | 2024-03-22
LGHT01747 | K6-0494 | Pole, Area Light, Metal-Metal Base | Poles - Metal-Metal Base | STR | PM | FOS | OPERATING | 4 | 2024-03-22
LGHT01748 | K6-0494 | Pole, Area Light, Metal-Metal Base | Poles - Metal-Metal Base | STR | PM | FOS | OPERATING | 4 | 2024-03-22
LGHT01749 | K6-0494 | Pole, Area Light, Metal-Metal Base | Poles - Metal-Metal Base | STR | PM | FOS | OPERATING | 4 | 2024-03-28
LGHT01750 | K6-0494 | Pole, Area Light, Metal-Metal Base | Poles - Metal-Metal Base | STR | PM | FOS | OPERATING | 5 | 2023-11-20
LGHT01753 | K6-0848 | Pole, Area Light, Metal-Metal Base | Poles - Metal-Metal Base | STR | PM | FOS | OPERATING | 4 | 2022-01-04
LGHT01754 | K6-0848 | Pole, Area Light, Metal-Exposed Anchor Bolts | Poles - Metal-Exposed Anchor Bolts | STR | N/A | XSD | DECOMMISSIONED | 1 | 2021-03-02
LGHT01756 | KSC | Pole, Area Light, Metal-Exposed Anchor Bolts | Poles - Metal-Exposed Anchor Bolts | STR | N/A | XSD | DECOMMISSIONED | 3
LGHT01769 | K6-0848 | Pole, Area Light, Metal-Exposed Anchor Bolts | Poles - Metal-Exposed Anchor Bolts | STR | PM | FOS | OPERATING | 4 | 2024-03-05
LGHT01770 | K6-0848 | Pole, Area Light, Metal-Metal Base | Poles - Metal-Metal Base | STR | PM | FOS | OPERATING | 4 | 2022-01-04
LGHT01771 | K6-0848 | Pole, Area Light, Metal-Metal Base | Poles - Metal-Metal Base | STR | PM | FOS | OPERATING | 4 | 2022-01-14
LGHT01772 | K6-0848 | Pole, Area Light, Metal-Exposed Anchor Bolts | Poles - Metal-Exposed Anchor Bolts | STR | PM | FOS | OPERATING | 4 | 2024-03-05
LGHT01775 | K6-0848 | Pole, Area Light, Metal-Metal Base | Poles - Metal-Metal Base | STR | PM | FOS | OPERATING | 4 | 2022-01-04
LGHT01786 | K6-0848 | Pole, Area Light, Metal-Metal Base | Poles - Metal-Metal Base | STR | PM | FOS | OPERATING | 4 | 2022-01-04
LGHT01787 | K6-0848 | Pole, Area Light, Metal-Metal Base | Poles - Metal-Metal Base | STR | PM | FOS | OPERATING | 4 | 2022-01-04
LGHT01788 | K6-0848 | Pole, Area Light, Metal-Metal Base | Poles - Metal-Metal Base | STR | PM | FOS | OPERATING | 4 | 2022-01-04
LGHT01789 | K6-0848 | Pole, Area Light, Metal-Metal Base | Poles - Metal-Metal Base | STR | PM | FOS | OPERATING | 4 | 2022-08-30
LGHT01790 | K6-0848 | Pole, Area Light, Metal-Metal Base | Poles - Metal-Metal Base | STR | N/A | XSD | DECOMMISSIONED | 1 | 2019-05-28
LGHT01791 | K6-0494 | Pole, Area Light, Wood | Poles - Wood | STR | PM | FOS | OPERATING | 4 | 2024-01-09
LGHT01792 | K7-0356 | Pole, Area Light, Wood | Poles - Wood | STR | PM | FOS | OPERATING | 4 | 2022-09-02
LGHT01793 | K7-0356 | Pole, Area Light, Wood | Poles - Wood | STR | PM | FOS | OPERATING | 4 | 2022-09-02
LGHT01794 | K7-0356 | Pole, Area Light, Wood | Poles - Wood | STR | PM | FOS | OPERATING | 4 | 2022-09-01
LGHT01795 | K7-0356 | Pole, Area Light, Wood | Poles - Wood | STR | PM | FOS | OPERATING | 4 | 2022-09-01
LGHT01796 | K7-0356 | Pole, Area Light, Wood | Poles - Wood | STR | PM | FOS | OPERATING | 4 | 2022-09-01
LGHT01797 | K7-0356 | Pole, Area Light, Wood | Poles - Wood | STR | PM | FOS | OPERATING | 4 | 2022-09-09
LGHT01798 | K7-0356 | Pole, Area Light, Wood | Poles - Wood | STR | PM | FOS | OPERATING | 4 | 2022-09-09
LGHT01799 | K7-0356 | Pole, Area Light, Wood | Poles - Wood | STR | PM | FOS | OPERATING | 4 | 2022-09-09
LGHT01800 | KSC | Pole, Area Light, Wood | Poles - Wood | STR | N/A | XSD | DECOMMISSIONED | 1 | 2018-02-12
LGHT01801 | K7-0356 | Pole, Area Light, Wood | Poles - Wood | STR | PM | FOS | OPERATING | 4 | 2022-09-09
LGHT01802 | K7-0356 | Pole, Area Light, Wood | Poles - Wood | STR | PM | FOS | OPERATING | 4 | 2022-09-09
LGHT01803 | K7-0356 | Pole, Area Light, Wood | Poles - Wood | STR | PM | FOS | OPERATING | 4 | 2022-09-09
LGHT01804 | K7-0356 | Pole, Area Light, Wood | Poles - Wood | STR | PM | FOS | OPERATING | 4 | 2022-09-09
LGHT01805 | K7-0356 | Pole, Area Light, Wood | Poles - Wood | STR | PM | FOS | OPERATING | 4 | 2022-09-09
LGHT01806 | KSC | Pole, Area Light, Wood | Poles - Wood | STR | N/A | XSD | DECOMMISSIONED | 2 | 2018-02-12
LGHT01807 | K7-0356 | Pole, Area Light, Wood | Poles - Wood | STR | PM | FOS | OPERATING | 4 | 2022-09-09
LGHT01808 | K7-0356 | Pole, Area Light, Wood | Poles - Wood | STR | PM | FOS | OPERATING | 4 | 2022-09-09
LGHT01809 | K7-0356 | Pole, Area Light, Wood | Poles - Wood | STR | PM | FOS | OPERATING | 4 | 2022-09-09
LGHT01810 | K7-0356 | Pole, Area Light, Wood | Poles - Wood | STR | PM | FOS | OPERATING | 4 | 2022-09-09
LGHT01833 | M7-0355 | Pole, Parking Lot Light, Metal-Metal Base | Poles - Metal-Metal Base | STR | PM | FOS | OPERATING | 4 | 2023-10-31
LGHT01834 | M7-0355 | Pole, Parking Lot Light, Metal-Metal Base | Poles - Metal-Metal Base | STR | PM | FOS | OPERATING | 4 | 2023-10-31
LGHT01836 | M7-0355 | Pole, Parking Lot Light, Metal-Metal Base | Poles - Metal-Metal Base | STR | PM | FOS | OPERATING | 4 | 2021-06-28
LGHT01837 | M7-0355 | Pole, Parking Lot Light, Metal-Metal Base | Poles - Metal-Metal Base | STR | PM | FOS | OPERATING | 4 | 2023-10-31
LGHT01838 | M7-0355 | Pole, Parking Lot Light, Metal-Metal Base | Poles - Metal-Metal Base | STR | PM | FOS | OPERATING | 4 | 2023-10-31
LGHT01839 | M7-0355 | Pole, Parking Lot Light, Metal-Metal Base | Poles - Metal-Metal Base | STR | PM | FOS | OPERATING | 4 | 2023-10-31
LGHT01840 | M7-0355 | Pole, Parking Lot Light, Metal-Metal Base | Poles - Metal-Metal Base | STR | PM | FOS | OPERATING | 4 | 2023-10-31
LGHT01841 | M7-0355 | Pole, Streetlight, Metal-Metal Base | Poles - Metal-Metal Base | STR | PM | FOS | OPERATING | 4 | 2022-07-07
LGHT01842 | K6-1096 | Pole, Parking Lot Light, Metal-Exposed Anchor Bolts | Poles - Metal-Exposed Anchor Bolts | STR | PM | FOS | OPERATING | 4 | 2024-04-02
LGHT01843 | K6-1096 | Pole, Parking Lot Light, Metal-Exposed Anchor Bolts | Poles - Metal-Exposed Anchor Bolts | STR | PM | FOS | OPERATING | 4 | 2022-03-02
LGHT01844 | K6-1096 | Pole, Parking Lot Light, Metal-Metal Base | Poles - Metal-Metal Base | STR | PM | FOS | OPERATING | 4 | 2022-06-01
LGHT01845 | K6-1096 | Pole, Parking Lot Light, Metal-Exposed Anchor Bolts | Poles - Metal-Exposed Anchor Bolts | STR | PM | FOS | OPERATING | 3 | 2022-03-02
LGHT01846 | K6-1096 | Pole, Parking Lot Light, Metal-Metal Base | Poles - Metal-Metal Base | STR | PM | FOS | OPERATING | 4 | 2022-06-01
LGHT01847 | K6-1096 | Pole, Parking Lot Light, Metal-Metal Base | Poles - Metal-Metal Base | STR | PM | FOS | OPERATING | 4 | 2022-06-01
LGHT01848 | K6-1096 | Pole, Parking Lot Light, Metal-Exposed Anchor Bolts | Poles - Metal-Exposed Anchor Bolts | STR | PM | FOS | OPERATING | 4 | 2022-03-02
LGHT01849 | K6-1096 | Pole, Parking Lot Light, Metal-Metal Base | Poles - Metal-Metal Base | STR | PM | FOS | OPERATING | 4 | 2022-06-01
LGHT01850 | K6-1096 | Pole, Parking Lot Light, Metal-Exposed Anchor Bolts | Poles - Metal-Exposed Anchor Bolts | STR | PM | FOS | OPERATING | 3 | 2022-03-02
LGHT01851 | K6-1096 | Pole, Parking Lot Light, Metal-Metal Base | Poles - Metal-Metal Base | STR | PM | FOS | OPERATING | 4 | 2022-06-01
LGHT01852 | K6-1096 | Pole, Parking Lot Light, Fiberglass | Poles - Fiberglass | STR | PM | FOS | OPERATING | 4 | 2022-02-07
LGHT01856 | K7-1207 | Pole, Parking Lot Light, Wood | Poles - Wood | STR | PM | FOS | OPERATING | 4 | 2022-07-05
LGHT01858 | K6-0848 | Pole, Parking Lot Light, Metal-Metal Base | Poles - Metal-Metal Base | STR | PM | FOS | OPERATING | 4 | 2022-01-14
LGHT01859 | K6-0848 | Pole, Area Light, Metal-Metal Base | Poles - Metal-Metal Base | STR | PM | FOS | OPERATING | 4 | 2022-08-30
LGHT01860 | K6-0900 | Pole, Area Light, Metal-Exposed Anchor Bolts | Poles - Metal-Exposed Anchor Bolts | STR | PM | FOS | OPERATING | 3 | 2024-02-23
LGHT01861 | K6-0900 | Pole, Parking Lot Light, Metal-Metal Base | Poles - Metal-Metal Base | STR | PM | FOS | OPERATING | 4 | 2022-01-04
LGHT01862 | K6-0848 | Pole, Area Light, Metal-Exposed Anchor Bolts | Poles - Metal-Exposed Anchor Bolts | STR | PM | FOS | OPERATING | 4 | 2024-03-05
LGHT01863 | K6-0794 | Pole, Area Light, Metal-Metal Base | Poles - Metal-Metal Base | STR | PM | FOS | OPERATING | 4 | 2023-09-13
LGHT01864 | KSC | Pole, Area Light, Wood | Poles - Wood | STR | N/A | XSD | DECOMMISSIONED | 3
LGHT01866 | KSC | Pole, Area Light, Wood | Poles - Wood | STR | N/A | XSD | DECOMMISSIONED | 3
LGHT01867 | K6-1096 | Pole, Parking Lot Light, Metal-Metal Base | Poles - Metal-Metal Base | STR | PM | FOS | OPERATING | 4 | 2022-06-01
LGHT01868 | K6-2197 | Pole, Parking Lot Light, Wood | Poles - Wood | STR | PM | FOS | OPERATING | 3
LGHT01869 | K7-0415 | Pole, Area Light, Metal-Exposed Anchor Bolts | Poles - Metal-Exposed Anchor Bolts | STR | PM | FOS | OPERATING | 3 | 2022-03-02
LGHT01870 | K7-0418 | Pole, Area Light, Wood | Poles - Wood | STR | PM | FOS | OPERATING | 4 | 2022-05-02
LGHT01871 | K7-0418 | Pole, Area Light, Wood | Poles - Wood | STR | PM | FOS | OPERATING | 4 | 2022-04-29
LGHT01913 | M6-0744 | Pole, Parking Lot Light, Wood | Poles - Wood | STR | PM | FOS | OPERATING | 4 | 2024-02-20
LGHT01914 | M6-0744 | Pole, Parking Lot Light, Wood | Poles - Wood | STR | PM | FOS | OPERATING | 4 | 2024-02-20
LGHT01915 | M6-0787 | Pole, Parking Lot Light, Metal-Exposed Anchor Bolts | Poles - Metal-Exposed Anchor Bolts | STR | PM | FOS | OPERATING | 4 | 2022-03-02
LGHT01916 | M6-0787 | Pole, Parking Lot Light, Metal-Exposed Anchor Bolts | Poles - Metal-Exposed Anchor Bolts | STR | PM | FOS | OPERATING | 4 | 2022-03-03
LGHT01917 | M6-0787 | Pole, Parking Lot Light, Metal-Exposed Anchor Bolts | Poles - Metal-Exposed Anchor Bolts | STR | PM | FOS | OPERATING | 4 | 2022-03-03
LGHT01918 | M6-0787 | Pole, Parking Lot Light, Metal-Exposed Anchor Bolts | Poles - Metal-Exposed Anchor Bolts | STR | PM | FOS | OPERATING | 1 | 2022-06-19
LGHT01919 | KSC | Pole, Parking Lot Light, Wood | Poles - Wood | STR | N/A | XSD | DECOMMISSIONED | 2 | 2018-02-12
LGHT01923 | M7-0355 | Pole, Streetlight, Metal-Metal Base | Poles - Metal-Metal Base | STR | PM | FOS | OPERATING | 4 | 2022-07-07
LGHT01929 | K6-1249 | Pole, Parking Lot Light, Metal-Metal Base | Poles - Metal-Metal Base | STR | N/A | XSD | DECOMMISSIONED | 2 | 2020-05-19
LGHT01930 | K6-1249 | Pole, Parking Lot Light, Metal-Metal Base | Poles - Metal-Metal Base | STR | N/A | XSD | DECOMMISSIONED | 2 | 2020-05-19
LGHT01931 | K6-1249 | Pole, Parking Lot Light, Metal-Metal Base | Poles - Metal-Metal Base | STR | N/A | XSD | DECOMMISSIONED | 2 | 2020-05-19
LGHT01932 | K6-1249 | Pole, Parking Lot Light, Metal-Metal Base | Poles - Metal-Metal Base | STR | N/A | XSD | DECOMMISSIONED | 2 | 2020-05-19
LGHT01933 | K6-1249 | Pole, Parking Lot Light, Metal-Metal Base | Poles - Metal-Metal Base | STR | N/A | XSD | DECOMMISSIONED | 1 | 2020-05-19
LGHT01934 | K6-1249 | Pole, Parking Lot Light, Metal-Metal Base | Poles - Metal-Metal Base | STR | N/A | XSD | DECOMMISSIONED | 3 | 2019-04-25
LGHT01935 | K6-1249 | Pole, Parking Lot Light, Metal-Metal Base | Poles - Metal-Metal Base | STR | N/A | XSD | DECOMMISSIONED | 2 | 2020-05-19
LGHT01936 | K6-1249 | Pole, Parking Lot Light, Metal-Metal Base | Poles - Metal-Metal Base | STR | N/A | XSD | DECOMMISSIONED | 1 | 2020-05-19
LGHT01937 | K6-1249 | Pole, Parking Lot Light, Metal-Metal Base | Poles - Metal-Metal Base | STR | N/A | XSD | DECOMMISSIONED | 1 | 2020-05-19
LGHT01938 | K6-1249 | Pole, Parking Lot Light, Metal-Metal Base | Poles - Metal-Metal Base | STR | N/A | XSD | DECOMMISSIONED | 2 | 2020-05-19
LGHT01940 | K7-0165 | Pole, Area Light, Metal-Metal Base | Poles - Metal-Metal Base | STR | PM | FOS | OPERATING | 4 | 2021-08-04
LGHT01941 | K7-0165 | Pole, Area Light, Metal-Metal Base | Poles - Metal-Metal Base | STR | PM | FOS | OPERATING | 4 | 2021-08-04
LGHT01942 | K7-0165 | Pole, Area Light, Metal-Metal Base | Poles - Metal-Metal Base | STR | PM | FOS | OPERATING | 3 | 2021-08-04
LGHT01943 | K7-0165 | Pole, Area Light, Metal-Metal Base | Poles - Metal-Metal Base | STR | PM | FOS | OPERATING | 4 | 2021-08-04
LGHT01944 | KSC | Pole, Area Light, Wood | Poles - Wood | STR | N/A | XSD | DECOMMISSIONED | 2 | 2018-02-12
LGHT01949 | K7-0468 | Pole, Area Light, Concrete | Poles - Concrete | STR | N/A | XSD | DECOMMISSIONED | 3 | 2019-05-22
LGHT01950 | K7-0468 | Pole, Area Light, Concrete | Poles - Concrete | STR | N/A | XSD | DECOMMISSIONED | 1 | 2022-11-02
LGHT01951 | K7-0468 | Pole, Area Light, Concrete | Poles - Concrete | STR | N/A | XSD | DECOMMISSIONED | 3 | 2019-05-18
LGHT01952 | K7-0468 | Pole, Area Light, Concrete | Poles - Concrete | STR | N/A | XSD | DECOMMISSIONED | 1 | 2022-11-02
LGHT01953 | K7-0468 | Pole, Area Light, Concrete | Poles - Concrete | STR | N/A | XSD | DECOMMISSIONED | 1 | 2022-11-02
LGHT01954 | K7-0468 | Pole, Area Light, Concrete | Poles - Concrete | STR | N/A | XSD | DECOMMISSIONED | 1 | 2022-11-02
LGHT01955 | K7-0468 | Pole, Area Light, Concrete | Poles - Concrete | STR | N/A | XSD | DECOMMISSIONED | 1 | 2022-11-02
LGHT01956 | K7-0468 | Pole, Area Light, Concrete | Poles - Concrete | STR | N/A | XSD | DECOMMISSIONED | 1 | 2022-11-02
LGHT01957 | K7-0468 | Pole, Area Light, Concrete | Poles - Concrete | STR | PM | FOS | OPERATING | 4 | 2022-07-11
LGHT01958 | K7-0468 | Pole, Area Light, Concrete | Poles - Concrete | STR | N/A | XSD | DECOMMISSIONED | 1 | 2022-11-02
LGHT01959 | K7-0468 | Pole, Area Light, Concrete | Poles - Concrete | STR | N/A | XSD | DECOMMISSIONED | 1 | 2022-11-02
LGHT01960 | K7-0468 | Pole, Area Light, Concrete | Poles - Concrete | STR | PM | FOS | OPERATING | 4 | 2022-07-11
LGHT01998 | M6-0490 | Pole, Parking Lot Light, Fiberglass | Poles - Fiberglass | STR | PM | FOS | OPERATING | 4 | 2022-02-09
LGHT01999 | M6-0490 | Pole, Parking Lot Light, Wood | Poles - Wood | STR | PM | FOS | OPERATING | 4 | 2022-04-06
LGHT02000 | M6-0490 | Pole, Parking Lot Light, Fiberglass | Poles - Fiberglass | STR | PM | FOS | OPERATING | 4 | 2022-02-09
LGHT02001 | M6-0490 | Pole, Parking Lot Light, Fiberglass | Poles - Fiberglass | STR | PM | FOS | OPERATING | 4 | 2022-02-09
LGHT02002 | M6-0490 | Pole, Parking Lot Light, Fiberglass | Poles - Fiberglass | STR | PM | FOS | OPERATING | 4 | 2022-02-09
LGHT02003 | M6-0490 | Pole, Parking Lot Light, Fiberglass | Poles - Fiberglass | STR | PM | FOS | OPERATING | 4 | 2022-01-06
LGHT02004 | M6-0490 | Pole, Parking Lot Light, Fiberglass | Poles - Fiberglass | STR | PM | FOS | OPERATING | 4 | 2022-02-09
LGHT02005 | M6-0490 | Pole, Parking Lot Light, Fiberglass | Poles - Fiberglass | STR | PM | FOS | OPERATING | 4 | 2022-02-09
LGHT02006 | K6-1246 | Pole, Parking Lot Light, Metal-Metal Base | Poles - Metal-Metal Base | STR | PM | FOS | OPERATING | 4 | 2021-08-05
LGHT02007 | K6-1246 | Pole, Parking Lot Light, Metal-Metal Base | Poles - Metal-Metal Base | STR | PM | FOS | OPERATING | 4 | 2021-08-05
LGHT02008 | K6-1246 | Pole, Parking Lot Light, Metal-Metal Base | Poles - Metal-Metal Base | STR | PM | FOS | OPERATING | 4 | 2021-08-05
LGHT02009 | E4-2414 | Pole, Parking Lot Light, Concrete | Poles - Concrete | STR | PM | FOS | OPERATING | 4 | 2023-07-06
LGHT02010 | E4-2414 | Pole, Parking Lot Light, Concrete | Poles - Concrete | STR | PM | FOS | OPERATING | 4 | 2023-07-06
LGHT02011 | E4-2414 | Pole, Parking Lot Light, Metal-Metal Base | Poles - Metal-Metal Base | STR | PM | FOS | OPERATING | 4 | 2024-03-25
LGHT02012 | E4-2414 | Pole, Parking Lot Light, Wood | Poles - Wood | STR | PM | FOS | OPERATING | 1 | 2024-03-01
LGHT02024 | K6-1246 | Pole, Streetlight, Metal-Metal Base | Poles - Metal-Metal Base | STR | PM | FOS | OPERATING | 4 | 2022-06-01
LGHT02025 | K7-0569 | Pole, Area Light, Wood | Poles - Wood | STR | PM | FOS | OPERATING | 4 | 2022-06-01
LGHT02026 | K7-0569 | Pole, Area Light, Wood | Poles - Wood | STR | PM | FOS | OPERATING | 4 | 2022-06-01
LGHT02027 | M6-0224 | Pole, Streetlight, Metal-Metal Base | Poles - Metal-Metal Base | STR | PM | FOS | OPERATING | 4 | 2021-06-28
LGHT02028 | M6-0224 | Pole, Streetlight, Metal-Metal Base | Poles - Metal-Metal Base | STR | PM | FOS | OPERATING | 4 | 2021-06-28
LGHT02029 | K6-0794 | Pole, Area Light, Metal-Exposed Anchor Bolts | Poles - Metal-Exposed Anchor Bolts | STR | PM | FOS | OPERATING | 3 | 2021-03-19
LGHT02030 | N6-1050 | Pole, Area Light, Wood | Poles - Wood | STR | PM | FOS | OPERATING | 5 | 2024-03-12
LGHT02031 | M7-0505 | Pole, Parking Lot Light, Metal-Metal Base | Poles - Metal-Metal Base | STR | PM | FOS | OPERATING | 4 | 2021-06-29
LGHT02032 | M7-0505 | Pole, Parking Lot Light, Metal-Metal Base | Poles - Metal-Metal Base | STR | PM | FOS | OPERATING | 4 | 2021-06-29
LGHT02034 | K6-0848 | Pole, Area Light, Metal-Metal Base | Poles - Metal-Metal Base | STR | N/A | XSD | DECOMMISSIONED | 4 | 2022-09-01
LGHT02035 | K6-0848 | Pole, Area Light, Metal-Metal Base | Poles - Metal-Metal Base | STR | N/A | XSD | DECOMMISSIONED | 4 | 2022-09-01
LGHT02043 | K6-0848 | Pole, Area Light, Metal-Exposed Anchor Bolts | Poles - Metal-Exposed Anchor Bolts | STR | PM | FOS | OPERATING | 3 | 2024-03-01
LGHT02044 | K6-0848 | Pole, Area Light, Metal-Exposed Anchor Bolts | Poles - Metal-Exposed Anchor Bolts | STR | PM | FOS | OPERATING | 4 | 2021-03-01
LGHT02045 | K6-0848 | Pole, Area Light, Metal-Exposed Anchor Bolts | Poles - Metal-Exposed Anchor Bolts | STR | PM | FOS | OPERATING | 4 | 2024-03-01
LGHT02048 | K6-0848 | Pole, Area Light, Metal-Metal Base | Poles - Metal-Metal Base | STR | PM | FOS | OPERATING | 4 | 2022-08-30
LGHT02049 | K6-0848 | Pole, Area Light, Metal-Metal Base | Poles - Metal-Metal Base | STR | PM | FOS | OPERATING | 4 | 2022-08-30
LGHT02050 | K6-0848 | Pole, Area Light, Metal-Metal Base | Poles - Metal-Metal Base | STR | PM | FOS | OPERATING | 4 | 2022-08-30
LGHT02051 | K6-0848 | Pole, Area Light, Metal-Metal Base | Poles - Metal-Metal Base | STR | PM | FOS | OPERATING | 4 | 2022-08-30
LGHT02052 | K7-0418 | Pole, Area Light, Other | Poles - Other | STR | PM | FOS | OPERATING | 4 | 2023-11-01
LGHT02053 | K7-0418 | Pole, Area Light, Other | Poles - Other | STR | PM | FOS | OPERATING | 4 | 2023-11-01
LGHT02054 | K7-0418 | Pole, Area Light, Other | Poles - Other | STR | PM | FOS | OPERATING | 4 | 2023-11-01
LGHT02055 | K7-0418 | Pole, Area Light, Other | Poles - Other | STR | PM | FOS | OPERATING | 4 | 2023-11-01
LGHT02056 | K7-0418 | Pole, Area Light, Other | Poles - Other | STR | PM | FOS | OPERATING | 4 | 2023-11-01
LGHT02057 | K7-0418 | Pole, Area Light, Other | Poles - Other | STR | PM | FOS | OPERATING | 4 | 2023-11-01
LGHT02058 | K7-0418 | Pole, Area Light, Other | Poles - Other | STR | PM | FOS | OPERATING | 5 | 2023-11-14
LGHT02059 | K7-0418 | Pole, Area Light, Other | Poles - Other | STR | PM | FOS | OPERATING | 5 | 2023-11-14
LGHT02060 | K7-0418 | Pole, Area Light, Other | Poles - Other | STR | PM | FOS | OPERATING | 5 | 2023-11-14
LGHT02061 | K7-0418 | Pole, Area Light, Other | Poles - Other | STR | PM | FOS | OPERATING | 5 | 2023-11-14
LGHT02062 | K7-0418 | Pole, Area Light, Metal-Metal Base | Poles - Metal-Metal Base | STR | PM | FOS | OPERATING | 4 | 2021-08-04
LGHT02063 | K7-0418 | Pole, Area Light, Metal-Metal Base | Poles - Metal-Metal Base | STR | PM | FOS | OPERATING | 4 | 2021-08-04
LGHT02064 | K7-0418 | Pole, Area Light, Metal-Metal Base | Poles - Metal-Metal Base | STR | PM | FOS | OPERATING | 4 | 2021-08-04
LGHT02065 | K7-0418 | Pole, Area Light, Metal-Metal Base | Poles - Metal-Metal Base | STR | PM | FOS | OPERATING | 4 | 2021-08-04
LGHT02066 | K7-0418 | Pole, Area Light, Wood | Poles - Wood | STR | PM | FOS | OPERATING | 4 | 2022-05-06
LGHT02067 | K7-0418 | Pole, Area Light, Wood | Poles - Wood | STR | PM | FOS | OPERATING | 4 | 2022-05-02
LGHT02089 | K7-0569 | Pole, Area Light, Wood | Poles - Wood | STR | PM | FOS | OPERATING | 4 | 2022-06-01
LGHT02090 | KSC | Pole, Area Light, Wood | Poles - Wood | STR | N/A | XSD | DECOMMISSIONED | 2 | 2018-02-12
LGHT02091 | K7-0569 | Pole, Area Light, Metal-Metal Base | Poles - Metal-Metal Base | STR | PM | FOS | OPERATING | 3 | 2023-11-20
LGHT02092 | K7-0569 | Pole, Area Light, Metal-Exposed Anchor Bolts | Poles - Metal-Exposed Anchor Bolts | STR | PM | FOS | OPERATING | 4 | 2022-06-01
LGHT02093 | K7-0418 | Pole, Area Light, Wood | Poles - Wood | STR | PM | FOS | OPERATING | 4 | 2022-05-02
LGHT02094 | K7-0418 | Pole, Area Light, Wood | Poles - Wood | STR | PM | FOS | OPERATING | 3 | 2019-04-29
LGHT02095 | M6-0138 | Pole, Parking Lot Light, Metal-Exposed Anchor Bolts | Poles - Metal-Exposed Anchor Bolts | STR | PM | FOS | OPERATING | 2 | 2022-08-30
LGHT02096 | M6-0138 | Pole, Parking Lot Light, Metal-Exposed Anchor Bolts | Poles - Metal-Exposed Anchor Bolts | STR | PM | FOS | OPERATING | 2 | 2022-08-30
LGHT02097 | N6-2296 | Pole, Area Light, Metal-Metal Base | Poles - Metal-Metal Base | STR | PM | FOS | OPERATING | 4 | 2024-03-27
LGHT02098 | C2-1307 | Pole, Area Light, Metal-Metal Base | Poles - Metal-Metal Base | STR | PM | FOS | OPERATING | 4 | 2024-04-02
LGHT02099 | C2-1307 | Pole, Area Light, Metal-Metal Base | Poles - Metal-Metal Base | STR | PM | FOS | OPERATING | 4 | 2024-04-02
LGHT02113 | J7-0689 | Pole, Area Light, Concrete | Poles - Concrete | STR | PM | FOS | OPERATING | 4 | 2021-11-19
LGHT02116 | K7-0140 | Pole, Area Light, Wood | Poles - Wood | STR | PM | FOS | OPERATING | 4 | 2022-07-05
LGHT02117 | K7-0140 | Pole, Area Light, Wood | Poles - Wood | STR | PM | FOS | OPERATING | 4 | 2022-07-05
LGHT02118 | J7-0689 | Pole, Area Light, Metal-Exposed Anchor Bolts | Poles - Metal-Exposed Anchor Bolts | STR | PM | FOS | OPERATING | 4 | 2024-01-19
LGHT02158 | M7-0912 | Pole, Area Light, Concrete | Poles - Concrete | STR | PM | FOS | OPERATING | 4 | 2021-11-01
LGHT02160 | M7-1355 | Pole, Area Light, Metal-Metal Base | Poles - Metal-Metal Base | STR | PM | FOS | OPERATING | 4 | 2021-06-29
LGHT02161 | M7-1355 | Pole, Area Light, Wood | Poles - Wood | STR | PM | FOS | OPERATING | 5 | 2024-04-30
LGHT02162 | M7-1355 | Pole, Area Light, Wood | Poles - Wood | STR | PM | FOS | OPERATING | 5 | 2024-04-30
LGHT02163 | M7-1355 | Pole, Area Light, Wood | Poles - Wood | STR | PM | FOS | OPERATING | 5 | 2024-04-30
LGHT02164 | M7-1355 | Pole, Area Light, Wood | Poles - Wood | STR | PM | FOS | OPERATING | 5 | 2024-04-30
LGHT02165 | M7-1354 | Pole, Area Light, Wood | Poles - Wood | STR | PM | FOS | OPERATING | 5 | 2024-04-30
LGHT02166 | M7-1354 | Pole, Area Light, Wood | Poles - Wood | STR | PM | FOS | OPERATING | 5 | 2024-05-01
LGHT02167 | M7-1355 | Pole, Area Light, Wood | Poles - Wood | STR | PM | FOS | OPERATING | 5 | 2024-04-30
LGHT02168 | M7-1355 | Pole, Area Light, Wood | Poles - Wood | STR | PM | FOS | OPERATING | 5 | 2024-04-30
LGHT02169 | M7-1354 | Pole, Area Light, Wood | Poles - Wood | STR | PM | FOS | OPERATING | 4 | 2021-03-24
LGHT02170 | M7-1354 | Pole, Area Light, Wood | Poles - Wood | STR | PM | FOS | OPERATING | 4 | 2021-03-17
LGHT02171 | M7-1355 | Pole, Area Light, Wood | Poles - Wood | STR | PM | FOS | OPERATING | 4 | 2024-02-20
LGHT02172 | M7-1355 | Pole, Area Light, Wood | Poles - Wood | STR | PM | FOS | OPERATING | 4 | 2024-02-20
LGHT02173 | M7-1354 | Pole, Area Light, Wood | Poles - Wood | STR | PM | FOS | OPERATING | 4 | 2024-05-01
LGHT02174 | M7-1354 | Pole, Area Light, Wood | Poles - Wood | STR | PM | FOS | OPERATING | 5 | 2024-04-30
LGHT02175 | M7-1354 | Pole, Area Light, Wood | Poles - Wood | STR | PM | FOS | OPERATING | 5 | 2024-04-30
LGHT02176 | M7-1354 | Pole, Area Light, Wood | Poles - Wood | STR | PM | FOS | OPERATING | 5 | 2024-04-30
LGHT02177 | M7-1354 | Pole, Area Light, Wood | Poles - Wood | STR | PM | FOS | OPERATING | 5 | 2024-04-30
LGHT02178 | M7-1354 | Pole, Area Light, Wood | Poles - Wood | STR | PM | FOS | OPERATING | 1 | 2022-11-02
LGHT02179 | M7-1354 | Pole, Area Light, Wood | Poles - Wood | STR | PM | FOS | OPERATING | 1 | 2022-11-02
LGHT02180 | M7-1354 | Pole, Area Light, Wood | Poles - Wood | STR | PM | FOS | OPERATING | 5 | 2024-04-30
LGHT02181 | M7-1354 | Pole, Area Light, Wood | Poles - Wood | STR | PM | FOS | OPERATING | 5 | 2024-04-30
LGHT02182 | M7-1354 | Pole, Area Light, Wood | Poles - Wood | STR | PM | FOS | OPERATING | 4 | 2024-05-01
LGHT02183 | M7-1354 | Pole, Area Light, Wood | Poles - Wood | STR | PM | FOS | OPERATING | 1 | 2022-11-02
LGHT02185 | J8-0906 | Pole, Streetlight, Wood | Poles - Wood | STR | PM | FOS | OPERATING | 4 | 2022-07-11
LGHT02186 | J8-0906 | Pole, Streetlight, Wood | Poles - Wood | STR | PM | FOS | OPERATING | 4 | 2022-07-11
LGHT02187 | M7-0360 | Pole, Parking Lot Light, Metal-Metal Base | Poles - Metal-Metal Base | STR | PM | FOS | OPERATING | 4 | 2021-06-29
LGHT02508 | M7-1472 | Pole, Area Light, Concrete | Poles - Concrete | STR | PM | FOS | OPERATING | 4 | 2021-10-27
LGHT03148 | M7-1472 | Pole, Area Light, Wood | Poles - Wood | STR | N/A | XSD | DECOMMISSIONED | 1 | 2023-01-30
LGHT03468 | K6-1446 | Pole, Parking Lot Light, Metal-Metal Base | Poles - Metal-Metal Base | STR | PM | FOS | OPERATING | 3 | 2023-10-17
LGHT03469 | K6-1446 | Pole, Parking Lot Light, Metal-Metal Base | Poles - Metal-Metal Base | STR | PM | FOS | OPERATING | 4 | 2023-10-10
LGHT03470 | K6-1446 | Pole, Parking Lot Light, Metal-Metal Base | Poles - Metal-Metal Base | STR | PM | FOS | OPERATING | 4 | 2021-08-05
LGHT03471 | K6-1446 | Pole, Parking Lot Light, Metal-Metal Base | Poles - Metal-Metal Base | STR | PM | FOS | OPERATING | 4 | 2021-08-05
LGHT03472 | K6-1446 | Pole, Parking Lot Light, Metal-Metal Base | Poles - Metal-Metal Base | STR | PM | FOS | OPERATING | 4 | 2021-08-05
LGHT03473 | K6-1446 | Pole, Parking Lot Light, Metal-Metal Base | Poles - Metal-Metal Base | STR | PM | FOS | OPERATING | 4 | 2021-08-05
LGHT03474 | K6-1446 | Pole, Parking Lot Light, Metal-Metal Base | Poles - Metal-Metal Base | STR | PM | FOS | OPERATING | 4 | 2021-08-05
LGHT03788 | M7-0912 | Pole, Area Light, Wood | Poles - Wood | STR | PM | FOS | OPERATING | 3 | 2024-02-28
LGHT04428 | M7-0355 | Pole, Parking Lot Light, Metal-Metal Base | Poles - Metal-Metal Base | STR | PM | FOS | OPERATING | 4 | 2023-10-31
LGHT04429 | M7-0355 | Pole, Parking Lot Light, Metal-Metal Base | Poles - Metal-Metal Base | STR | PM | FOS | OPERATING | 5 | 2023-10-31
LGHT05708 | M6-0883 | Pole, Parking Lot Light, Fiberglass | Poles - Fiberglass | STR | PM | FOS | OPERATING | 4 | 2022-02-09
LGHT05709 | M6-0883 | Pole, Parking Lot Light, Fiberglass | Poles - Fiberglass | STR | PM | FOS | OPERATING | 4 | 2022-02-09
LGHT05710 | M6-0883 | Pole, Parking Lot Light, Fiberglass | Poles - Fiberglass | STR | PM | FOS | OPERATING | 4 | 2022-03-03
LGHT05711 | M6-0883 | Pole, Parking Lot Light, Fiberglass | Poles - Fiberglass | STR | PM | FOS | OPERATING | 4 | 2022-03-03
LGHT05712 | M6-0883 | Pole, Parking Lot Light, Fiberglass | Poles - Fiberglass | STR | PM | FOS | OPERATING | 4 | 2022-03-03
LGHT05713 | M6-0883 | Pole, Parking Lot Light, Fiberglass | Poles - Fiberglass | STR | PM | FOS | OPERATING | 3 | 2022-03-03
LGHT07948 | M7-1104 | Pole, Streetlight, Metal-Metal Base | Poles - Metal-Metal Base | STR | PM | FOS | OPERATING | 4 | 2022-09-01
LGHT07949 | M7-1104 | Pole, Streetlight, Metal-Metal Base | Poles - Metal-Metal Base | STR | PM | FOS | OPERATING | 4 | 2022-09-01
LGHT07950 | M7-1104 | Pole, Streetlight, Concrete | Poles - Concrete | STR | PM | FOS | OPERATING | 4 | 2022-09-01
LGHT07951 | M7-1104 | Pole, Streetlight, Concrete | Poles - Concrete | STR | PM | FOS | OPERATING | 4 | 2024-03-29
LGHT07952 | M7-1104 | Pole, Streetlight, Concrete | Poles - Concrete | STR | PM | FOS | OPERATING | 4 | 2024-03-29
LGHT07953 | M7-1104 | Pole, Area Light, Concrete | Poles - Concrete | STR | PM | FOS | OPERATING | 4 | 2024-03-29
LGHT07954 | M7-1104 | Pole, Area Light, Concrete | Poles - Concrete | STR | PM | FOS | OPERATING | 4 | 2024-03-29
LGHT07955 | M7-1104 | Pole, Area Light, Concrete | Poles - Concrete | STR | PM | FOS | OPERATING | 4 | 2024-03-29
LGHT07956 | M7-1104 | Pole, Area Light, Concrete | Poles - Concrete | STR | PM | FOS | OPERATING | 4 | 2024-03-29
LGHT07957 | M7-1104 | Pole, Area Light, Concrete | Poles - Concrete | STR | PM | FOS | OPERATING | 4 | 2024-03-29
LGHT07958 | M7-1104 | Pole, Area Light, Concrete | Poles - Concrete | STR | PM | FOS | OPERATING | 4 | 2024-03-29
LGHT07959 | M7-1104 | Pole, Area Light, Concrete | Poles - Concrete | STR | PM | FOS | OPERATING | 4 | 2024-03-29
LGHT07960 | M7-1104 | Pole, Area Light, Concrete | Poles - Concrete | STR | PM | FOS | OPERATING | 5 | 2024-03-12
LGHT07961 | M7-1104 | Pole, Area Light, Concrete | Poles - Concrete | STR | PM | FOS | OPERATING | 5 | 2024-03-12
LGHT07962 | M7-1104 | Pole, Area Light, Concrete | Poles - Concrete | STR | PM | FOS | OPERATING | 5 | 2024-03-12
LGHT07963 | M7-1104 | Pole, Area Light, Concrete | Poles - Concrete | STR | PM | FOS | OPERATING | 5 | 2024-02-07
LGHT07964 | M7-1104 | Pole, Area Light, Concrete | Poles - Concrete | STR | PM | FOS | OPERATING | 5 | 2024-02-07
LGHT07965 | M7-1104 | Pole, Area Light, Concrete | Poles - Concrete | STR | PM | FOS | OPERATING | 5 | 2024-02-07
LGHT07966 | M7-1104 | Pole, Area Light, Concrete | Poles - Concrete | STR | PM | FOS | OPERATING | 5 | 2024-02-07
LGHT07967 | M7-1104 | Pole, Area Light, Concrete | Poles - Concrete | STR | PM | FOS | OPERATING | 5 | 2024-02-07
LGHT07968 | M7-1104 | Pole, Area Light, Concrete | Poles - Concrete | STR | PM | FOS | OPERATING | 5 | 2024-02-07
LGHT07970 | M7-1104 | Pole, Area Light, Concrete | Poles - Concrete | STR | PM | FOS | OPERATING | 5 | 2024-02-08
LGHT07971 | M7-1104 | Pole, Area Light, Concrete | Poles - Concrete | STR | PM | FOS | OPERATING | 4 | 2024-02-21
LGHT07972 | M7-1104 | Pole, Area Light, Concrete | Poles - Concrete | STR | PM | FOS | OPERATING | 4 | 2024-02-21
LGHT09548 | L7-2242 | Pole, Area Light, Concrete | Poles - Concrete | STR | PM | FOS | OPERATING | 3 | 2024-01-09
LGHT09549 | L7-2242 | Pole, Area Light, Concrete | Poles - Concrete | STR | PM | FOS | OPERATING | 3 | 2024-01-09
LGHT09550 | L7-2242 | Pole, Area Light, Concrete | Poles - Concrete | STR | PM | FOS | OPERATING | 3 | 2024-01-09
LGHT09551 | L7-2242 | Pole, Area Light, Concrete | Poles - Concrete | STR | PM | FOS | OPERATING | 3 | 2024-01-09
LGHT09552 | M6-0224 | Pole, Area Light, Metal | Poles - Metal-Metal Base | STR | PM | FOS | OPERATING | 5 | 2024-01-09
LGHT09553 | M6-0224 | Pole, Area Light, Metal-Metal Base | Poles - Metal-Metal Base | STR | PM | FOS | OPERATING | 5 | 2023-12-12
LGHT09554 | M6-0224 | Pole, Area Light, Metal-Metal Base | Poles - Metal-Metal Base | STR | PM | FOS | OPERATING | 5 | 2023-12-12
LGHT09555 | M6-0224 | Pole, Area Light, Metal-Metal Base | Poles - Metal-Metal Base | STR | PM | FOS | OPERATING | 5 | 2023-12-12
LGHT09556 | M6-0224 | Pole, Area Light, Metal-Metal Base | Poles - Metal-Metal Base | STR | PM | FOS | OPERATING | 4 | 2023-12-13
LGHT09557 | M6-0224 | Pole, Area Light, Metal-Metal Base | Poles - Metal-Metal Base | STR | PM | FOS | OPERATING | 5 | 2023-12-12
LGHT09558 | M6-0224 | Pole, Area Light, Metal-Metal Base | Poles - Metal-Metal Base | STR | PM | FOS | OPERATING | 5 | 2023-12-12
LGHT09559 | M6-0224 | Pole, Area Light, Metal-Metal Base | Poles - Metal-Metal Base | STR | PM | FOS | OPERATING | 4 | 2023-12-12
LGHT09560 | M6-0224 | Pole, Area Light, Metal-Metal Base | Poles - Metal-Metal Base | STR | PM | FOS | OPERATING | 4 | 2023-12-12
LGHT09561 | M6-0224 | Pole, Area Light, Metal-Metal Base | Poles - Metal-Metal Base | STR | PM | FOS | OPERATING | 5 | 2023-12-12
LGHT09562 | M6-0224 | Pole, Area Light, Metal-Metal Base | Poles - Metal-Metal Base | STR | PM | FOS | OPERATING | 3 | 2023-12-12
LGHT09563 | M6-0224 | Pole, Area Light, Metal-Metal Base | Poles - Metal-Metal Base | STR | PM | FOS | OPERATING | 5 | 2023-12-12
LGHT09564 | M6-0224 | Pole, Parking Lot Light, Metal-Metal Base | Poles - Metal-Metal Base | STR | PM | FOS | OPERATING | 4 | 2023-12-12
LGHT09565 | M6-1724 | Pole, Parking Lot Light, Fiberglass | Poles - Fiberglass | STR | PM | FOS | OPERATING | 4 | 2023-08-30
LGHT09566 | M6-1724 | Pole, Parking Lot Light, Fiberglass | Poles - Fiberglass | STR | PM | FOS | OPERATING | 4 | 2023-08-30
LGHT09567 | M6-1724 | Pole, Area Light, Metal-Metal Base | Poles - Metal-Metal Base | STR | PM | FOS | OPERATING | 4 | 2023-08-30
LGHT09568 | M7-0453 | Pole, Area Light, Metal-Metal Base | Poles - Metal-Metal Base | STR | PM | FOS | OPERATING | 4 | 2023-08-30
LGHT09569 | M7-0355 | Pole, Area Light, Metal-Metal Base | Poles - Metal-Metal Base | STR | PM | FOS | OPERATING | 5 | 2023-12-14
LGHT09570 | M7-1059 | Pole, Area Light, Wood | Poles - Wood | STR | PM | FOS | OPERATING | 3 | 2023-12-15
LGHT09571 | M7-1059 | Pole, Area Light, Wood | Poles - Wood | STR | PM | FOS | OPERATING | 2 | 2023-12-15
LGHT09572 | M7-1059 | Pole, Area Light, Wood | Poles - Wood | STR | PM | FOS | OPERATING | 1 | 2023-12-15
LGHT09573 | K6-2359 | Pole, Area Light, Wood | Poles - Wood | STR | PM | FOS | OPERATING | 4 | 2021-08-30
LGHT09574 | K6-2359 | Pole, Area Light, Metal-Metal Base | Poles - Metal-Metal Base | STR | PM | FOS | OPERATING | 4 | 2021-08-30
LGHT09575 | K6-2359 | Pole, Area Light, Wood | Poles - Wood | STR | PM | FOS | OPERATING | 4 | 2021-08-30
LGHT09576 | K6-2359 | Pole, Area Light, Metal-Metal Base | Poles - Metal-Metal Base | STR | PM | FOS | OPERATING | 4 | 2021-08-30
LGHT09577 | K6-2359 | Pole, Area Light, Metal-Metal Base | Poles - Metal-Metal Base | STR | PM | FOS | OPERATING | 3 | 2021-08-30
LGHT09578 | K6-2359 | Pole, Area Light, Wood | Poles - Wood | STR | PM | FOS | OPERATING | 4 | 2021-08-30
LGHT09579 | K6-2359 | Pole, Area Light, Wood | Poles - Wood | STR | PM | FOS | OPERATING | 4 | 2021-08-30
LGHT09868 | K6-2496 | Pole, Area Light, Metal-Metal Base | Poles - Metal-Metal Base | STR | PM | FOS | OPERATING | 4 | 2023-12-12
LGHT09869 | K6-2496 | Pole, Area Light, Metal-Metal Base | Poles - Metal-Metal Base | STR | PM | FOS | OPERATING | 4 | 2023-12-12
LGHT09870 | L6-0247 | Pole, Area Light, Metal-Metal Base | Poles - Metal-Metal Base | STR | PM | FOS | OPERATING | 4 | 2023-08-30
LGHT09871 | L6-0247 | Pole, Area Light, Metal-Metal Base | Poles - Metal-Metal Base | STR | PM | FOS | OPERATING | 4 | 2023-08-30
LGHT09872 | L6-0247 | Pole, Area Light, Metal-Metal Base | Poles - Metal-Metal Base | STR | PM | FOS | OPERATING | 4 | 2023-09-15
LGHT09873 | L6-0247 | Pole, Area Light, Metal-Metal Base | Poles - Metal-Metal Base | STR | PM | FOS | OPERATING | 4 | 2023-09-12
LGHT09874 | L6-0247 | Pole, Area Light, Metal-Metal Base | Poles - Metal-Metal Base | STR | PM | FOS | OPERATING | 4 | 2023-08-30
LGHT09875 | L6-0247 | Pole, Area Light, Metal-Metal Base | Poles - Metal-Metal Base | STR | PM | FOS | OPERATING | 4 | 2023-09-13
LGHT09876 | L6-0247 | Pole, Area Light, Metal-Metal Base | Poles - Metal-Metal Base | STR | PM | FOS | OPERATING | 4 | 2023-08-30
LGHT09877 | L6-0247 | Pole, Area Light, Metal-Metal Base | Poles - Metal-Metal Base | STR | PM | FOS | OPERATING | 4 | 2023-09-12
LGHT09878 | L6-0247 | Pole, Area Light, Metal-Metal Base | Poles - Metal-Metal Base | STR | PM | FOS | OPERATING | 4 | 2023-09-12
LGHT09879 | L6-0247 | Pole, Area Light, Metal-Metal Base | Poles - Metal-Metal Base | STR | PM | FOS | OPERATING | 4 | 2023-09-12
LGHT09880 | L7-0251 | Pole, Area Light, Metal-Metal Base | Poles - Metal-Metal Base | STR | PM | FOS | OPERATING | 4 | 2021-08-30
LGHT09881 | L7-0251 | Pole, Area Light, Metal-Metal Base | Poles - Metal-Metal Base | STR | PM | FOS | OPERATING | 4 | 2024-01-26
LGHT09882 | L7-0251 | Pole, Area Light, Metal-Metal Base | Poles - Metal-Metal Base | STR | PM | FOS | OPERATING | 4 | 2024-01-26
LGHT09883 | L7-0251 | Pole, Area Light, Metal-Metal Base | Poles - Metal-Metal Base | STR | PM | FOS | OPERATING | 4 | 2024-01-26
LGHT09884 | L7-0251 | Pole, Area Light, Metal-Metal Base | Poles - Metal-Metal Base | STR | PM | FOS | OPERATING | 4 | 2024-01-26
LGHT09885 | L7-0251 | Pole, Area Light, Metal-Metal Base | Poles - Metal-Metal Base | STR | PM | FOS | OPERATING | 4 | 2024-01-26
LGHT09886 | L7-0251 | Pole, Area Light, Metal-Metal Base | Poles - Metal-Metal Base | STR | PM | FOS | OPERATING | 4 | 2024-01-26
LGHT09887 | L7-0251 | Pole, Area Light, Metal-Metal Base | Poles - Metal-Metal Base | STR | PM | FOS | OPERATING | 4 | 2024-01-26
LGHT09888 | L7-0251 | Pole, Area Light, Metal-Metal Base | Poles - Metal-Metal Base | STR | PM | FOS | OPERATING | 4 | 2024-01-26
LGHT09889 | K6-1997 | Pole, Area Light, Metal-Metal Base | Poles - Metal-Metal Base | STR | PM | FOS | OPERATING | 4 | 2023-12-12
LGHT09890 | K6-1997 | Pole, Area Light, Metal-Metal Base | Poles - Metal-Metal Base | STR | PM | FOS | OPERATING | 3 | 2023-12-12
LGHT09891 | K6-1547 | Pole, Area Light, Metal-Metal Base | Poles - Metal-Metal Base | STR | PM | FOS | OPERATING | 4 | 2024-01-30
LGHT09892 | K6-1094 | Pole, Area Light, Metal-Metal Base | Poles - Metal-Metal Base | STR | PM | FOS | OPERATING | 4 | 2024-01-16
LGHT09893 | K6-1096 | Pole, Area Light, Metal-Metal Base | Poles - Metal-Metal Base | STR | PM | FOS | OPERATING | 4 | 2023-08-30
LGHT09894 | K6-1096 | Pole, Area Light, Metal-Metal Base | Poles - Metal-Metal Base | STR | PM | FOS | OPERATING | 4 | 2023-08-30
LGHT09895 | K6-1096 | Pole, Area Light, Metal-Metal Base | Poles - Metal-Metal Base | STR | PM | FOS | OPERATING | 4 | 2023-08-30
LGHT09896 | K6-1145 | Pole, Area Light, Metal-Metal Base | Poles - Metal-Metal Base | STR | PM | FOS | OPERATING | 4 | 2023-09-12
LGHT09897 | K6-1096 | Pole, Area Light, Metal-Metal Base | Poles - Metal-Metal Base | STR | PM | FOS | OPERATING | 4 | 2023-09-12
LGHT09900 | K7-1005 | Pole, Area Light, Metal-Metal Base | Poles - Metal-Metal Base | STR | N/A | XSD | DECOMMISSIONED | 2 | 2022-12-29
LGHT10188 | K7-0468 | Pole, Area Light, Metal-Metal Base | Poles - Metal-Metal Base | STR | PM | FOS | OPERATING | 4 | 2023-09-12
LGHT10189 | K7-0288 | Pole, Area Light, Metal-Metal Base | Poles - Metal-Metal Base | STR | N/A | XSD | DECOMMISSIONED | 4 | 2020-07-21
LGHT10190 | K7-0288 | Pole, Area Light, Metal-Metal Base | Poles - Metal-Metal Base | STR | N/A | XSD | DECOMMISSIONED | 4 | 2020-07-21
LGHT10191 | Q6-0082B | Pole, Area Light, Metal-Metal Base | Poles - Metal-Metal Base | STR | PM | FOS | OPERATING | 3 | 2024-01-30
LGHT10192 | M6-0589 | Pole, Area Light, Metal-Metal Base | Poles - Metal-Metal Base | STR | PM | FOS | OPERATING | 3 | 2023-08-30
LGHT10193 | M6-0589 | Pole, Area Light, Metal-Metal Base | Poles - Metal-Metal Base | STR | PM | FOS | OPERATING | 4 | 2023-11-30
LGHT10194 | M7-0361 | Pole, Area Light, Metal-Metal Base | Poles - Metal-Metal Base | STR | PM | FOS | OPERATING | 4 | 2021-06-29
LGHT10195 | M7-0360 | Pole, Area Light, Metal-Metal Base | Poles - Metal-Metal Base | STR | PM | FOS | OPERATING | 4 | 2021-06-29
LGHT10196 | M7-0409 | Pole, Area Light, Metal-Metal Base | Poles - Metal-Metal Base | STR | PM | FOS | OPERATING | 4 | 2023-11-15
LGHT10197 | M7-0301 | Pole, Parking Lot Light, Metal-Metal Base | Poles - Metal-Metal Base | STR | N/A | XSD | DECOMMISSIONED | 4 | 2020-05-15
LGHT10198 | M7-0301 | Pole, Parking Lot Light, Metal-Metal Base | Poles - Metal-Metal Base | STR | N/A | XSD | DECOMMISSIONED | 4 | 2020-05-15
LGHT10199 | M7-0301 | Pole, Parking Lot Light, Metal-Metal Base | Poles - Metal-Metal Base | STR | PM | FOS | OPERATING | 5 | 2023-06-26
LGHT10200 | M7-0301 | Pole, Parking Lot Light, Metal-Metal Base | Poles - Metal-Metal Base | STR | PM | FOS | OPERATING | 5 | 2023-06-26
LGHT10201 | M7-0301 | Pole, Parking Lot Light, Metal-Metal Base | Poles - Metal-Metal Base | STR | PM | FOS | OPERATING | 5 | 2023-06-26
LGHT10202 | M7-0301 | Pole, Parking Lot Light, Metal-Metal Base | Poles - Metal-Metal Base | STR | PM | FOS | OPERATING | 5 | 2023-06-26
LGHT10203 | M7-0301 | Pole, Parking Lot Light, Metal-Metal Base | Poles - Metal-Metal Base | STR | PM | FOS | OPERATING | 5 | 2023-06-27
LGHT10204 | M7-0301 | Pole, Parking Lot Light, Metal-Metal Base | Poles - Metal-Metal Base | STR | PM | FOS | OPERATING | 4 | 2023-06-27
LGHT10205 | M7-0301 | Pole, Parking Lot Light, Metal-Metal Base | Poles - Metal-Metal Base | STR | PM | FOS | OPERATING | 5 | 2023-06-27
LGHT10206 | M7-0301 | Pole, Parking Lot Light, Metal-Metal Base | Poles - Metal-Metal Base | STR | PM | FOS | OPERATING | 4 | 2023-06-19
LGHT10207 | M7-0301 | Pole, Parking Lot Light, Metal-Metal Base | Poles - Metal-Metal Base | STR | PM | FOS | OPERATING | 4 | 2023-06-19
LGHT10208 | M7-0301 | Pole, Parking Lot Light, Metal-Metal Base | Poles - Metal-Metal Base | STR | PM | FOS | OPERATING | 5 | 2023-06-19
LGHT10209 | M7-0301 | Pole, Parking Lot Light, Metal-Metal Base | Poles - Metal-Metal Base | STR | PM | FOS | OPERATING | 5 | 2023-06-19
LGHT10210 | M7-0301 | Pole, Parking Lot Light, Metal-Metal Base | Poles - Metal-Metal Base | STR | PM | FOS | OPERATING | 5 | 2023-06-19
LGHT10211 | M7-0301 | Pole, Parking Lot Light, Metal-Metal Base | Poles - Metal-Metal Base | STR | PM | FOS | OPERATING | 5 | 2023-06-19
LGHT10212 | M7-0301 | Pole, Parking Lot Light, Metal-Metal Base | Poles - Metal-Metal Base | STR | PM | FOS | OPERATING | 4 | 2023-06-19
LGHT10213 | M7-0301 | Pole, Parking Lot Light, Metal-Metal Base | Poles - Metal-Metal Base | STR | PM | FOS | OPERATING | 5 | 2023-06-19
LGHT10214 | M7-0301 | Pole, Parking Lot Light, Metal-Metal Base | Poles - Metal-Metal Base | STR | PM | FOS | OPERATING | 5 | 2023-06-20
LGHT10215 | M7-0301 | Pole, Parking Lot Light, Metal-Metal Base | Poles - Metal-Metal Base | STR | PM | FOS | OPERATING | 5 | 2023-06-20
LGHT10216 | M7-0301 | Pole, Parking Lot Light, Metal-Metal Base | Poles - Metal-Metal Base | STR | PM | FOS | OPERATING | 5 | 2023-06-20
LGHT10217 | M7-0301 | Pole, Parking Lot Light, Metal-Metal Base | Poles - Metal-Metal Base | STR | PM | FOS | OPERATING | 5 | 2023-06-20
LGHT10218 | M7-0301 | Pole, Parking Lot Light, Metal-Metal Base | Poles - Metal-Metal Base | STR | PM | FOS | OPERATING | 5 | 2023-06-20
LGHT10219 | M7-0301 | Pole, Parking Lot Light, Metal-Metal Base | Poles - Metal-Metal Base | STR | PM | FOS | OPERATING | 5 | 2023-06-20
LGHT10220 | M7-0301 | Pole, Parking Lot Light, Metal-Metal Base | Poles - Metal-Metal Base | STR | PM | FOS | OPERATING | 5 | 2023-06-20
LGHT10221 | M7-0301 | Pole, Parking Lot Light, Metal-Metal Base | Poles - Metal-Metal Base | STR | PM | FOS | OPERATING | 5 | 2023-06-20
LGHT10222 | M7-0301 | Pole, Parking Lot Light, Metal-Metal Base | Poles - Metal-Metal Base | STR | PM | FOS | OPERATING | 5 | 2023-06-20
LGHT10223 | M7-0301 | Pole, Parking Lot Light, Metal-Metal Base | Poles - Metal-Metal Base | STR | PM | FOS | OPERATING | 5 | 2023-06-20
LGHT10224 | M7-0301 | Pole, Parking Lot Light, Metal-Metal Base | Poles - Metal-Metal Base | STR | PM | FOS | OPERATING | 5 | 2023-06-20
LGHT10225 | M7-0301 | Pole, Parking Lot Light, Metal-Metal Base | Poles - Metal-Metal Base | STR | PM | FOS | OPERATING | 5 | 2023-06-20
LGHT10226 | M7-0301 | Pole, Parking Lot Light, Metal-Metal Base | Poles - Metal-Metal Base | STR | PM | FOS | OPERATING | 5 | 2023-06-20
LGHT10227 | M7-0301 | Pole, Parking Lot Light, Metal-Metal Base | Poles - Metal-Metal Base | STR | PM | FOS | OPERATING | 5 | 2023-06-20
LGHT10228 | M7-0301 | Pole, Parking Lot Light, Metal-Metal Base | Poles - Metal-Metal Base | STR | PM | FOS | OPERATING | 5 | 2023-06-20
LGHT10229 | M7-0301 | Pole, Parking Lot Light, Metal-Metal Base | Poles - Metal-Metal Base | STR | PM | FOS | OPERATING | 5 | 2023-06-20
LGHT10230 | M7-0301 | Pole, Parking Lot Light, Metal-Metal Base | Poles - Metal-Metal Base | STR | PM | FOS | OPERATING | 5 | 2023-06-20
LGHT10231 | M7-0301 | Pole, Parking Lot Light, Metal-Metal Base | Poles - Metal-Metal Base | STR | PM | FOS | OPERATING | 5 | 2023-06-20
LGHT10232 | M7-0301 | Pole, Parking Lot Light, Metal-Metal Base | Poles - Metal-Metal Base | STR | PM | FOS | OPERATING | 5 | 2023-06-20
LGHT10233 | M7-0301 | Pole, Parking Lot Light, Metal-Metal Base | Poles - Metal-Metal Base | STR | PM | FOS | OPERATING | 4 | 2023-05-24
LGHT10234 | M7-0301 | Pole, Parking Lot Light, Metal-Metal Base | Poles - Metal-Metal Base | STR | PM | FOS | OPERATING | 4 | 2023-05-25
LGHT10235 | M7-0301 | Pole, Parking Lot Light, Metal-Metal Base | Poles - Metal-Metal Base | STR | PM | FOS | OPERATING | 4 | 2023-05-25
LGHT10236 | M7-0301 | Pole, Parking Lot Light, Metal-Metal Base | Poles - Metal-Metal Base | STR | PM | FOS | OPERATING | 4 | 2023-05-25
LGHT10237 | M7-0301 | Pole, Parking Lot Light, Metal-Metal Base | Poles - Metal-Metal Base | STR | PM | FOS | OPERATING | 4 | 2023-04-20
LGHT10238 | M7-0301 | Pole, Parking Lot Light, Metal-Metal Base | Poles - Metal-Metal Base | STR | PM | FOS | OPERATING | 4 | 2023-04-20
LGHT10239 | M7-0301 | Pole, Parking Lot Light, Metal-Metal Base | Poles - Metal-Metal Base | STR | PM | FOS | OPERATING | 4 | 2023-04-20
LGHT10240 | M7-0301 | Pole, Parking Lot Light, Metal-Metal Base | Poles - Metal-Metal Base | STR | PM | FOS | OPERATING | 4 | 2023-04-20
LGHT10241 | M7-0301 | Pole, Parking Lot Light, Metal-Metal Base | Poles - Metal-Metal Base | STR | PM | FOS | OPERATING | 5 | 2023-04-20
LGHT10242 | M7-0301 | Pole, Parking Lot Light, Metal-Metal Base | Poles - Metal-Metal Base | STR | PM | FOS | OPERATING | 5 | 2023-04-20
LGHT10243 | M7-0301 | Pole, Parking Lot Light, Metal-Metal Base | Poles - Metal-Metal Base | STR | PM | FOS | OPERATING | 5 | 2023-04-20
LGHT10244 | M7-0301 | Pole, Parking Lot Light, Metal-Metal Base | Poles - Metal-Metal Base | STR | PM | FOS | OPERATING | 5 | 2023-04-20
LGHT10245 | M7-0301 | Pole, Parking Lot Light, Metal-Metal Base | Poles - Metal-Metal Base | STR | PM | FOS | OPERATING | 4 | 2023-04-21
LGHT10246 | M7-0301 | Pole, Parking Lot Light, Metal-Metal Base | Poles - Metal-Metal Base | STR | PM | FOS | OPERATING | 4 | 2023-04-21
LGHT10247 | M7-0301 | Pole, Parking Lot Light, Metal-Metal Base | Poles - Metal-Metal Base | STR | PM | FOS | OPERATING | 4 | 2023-04-21
LGHT10248 | K6-0900 | Pole, Rooftop, Metal-Metal Base | Poles - Metal-Metal Base | STR | PM | FOS | OPERATING | 4 | 2023-04-24
LGHT10249 | K6-0900 | Pole, Rooftop, Metal-Metal Base | Poles - Metal-Metal Base | STR | PM | FOS | OPERATING | 4 | 2023-04-24
LGHT10250 | K6-0900 | Pole, Rooftop, Metal-Metal Base | Poles - Metal-Metal Base | STR | PM | FOS | OPERATING | 4 | 2023-04-24
LH20010 | J8-1708 | Pad A LH2 Potable Water (Perimeter) SS-11.3 | Shwr-Eyewash | WWS | N/A | NIC | NOT_IN_CONTRACT | 4 | 2011-10-28
LH20020 | J8-1708 | Pad A LH2 Potable Water (Perimeter) SS-28.3 | Shwr-Eyewash | WWS | N/A | NIC | NOT_IN_CONTRACT | 3 | 2011-10-28
LH20030 | J8-1708 | Pad A LH2 Potable Water (Perimeter) SS-41.3 | Shwr-Eyewash | WWS | N/A | NIC | NOT_IN_CONTRACT | 4 | 2011-10-28
LH20040 | J8-1708 | Pad A LH2 Potable Water (Perimeter) EW-11.4 | Shwr-Eyewash | WWS | N/A | NIC | NOT_IN_CONTRACT | 4 | 2011-10-28
LH20050 | J8-1708 | Pad A LH2 Potable Water (Perimeter) EW-28.2 | Shwr-Eyewash | WWS | N/A | NIC | NOT_IN_CONTRACT | 4 | 2011-10-28
LH20060 | J8-1708 | Pad A LH2 Potable Water (Perimeter) EW-41.4 | Shwr-Eyewash | WWS | N/A | NIC | NOT_IN_CONTRACT | 4 | 2011-11-02
LH502001 | M7-0913A | TOWER, WEATHER 58', #2 | Tower | STR | PM | FOS | OPERATING | 4 | 2023-09-26
LI2ELITE | M7-1509 | LIGHTS, EMERGENCY & EXIT, M7-1509 | Emer-Exit Lights Self Testing | ELV | PM | FOS | OPERATING | 3 | 2017-10-04
LI501002 | M7-1509 | ROOF, LOX IMP TST CELL 1530 SF | Roof-BUR | STR | PM | FOS | OPERATING | 3 | 2023-12-15
LIA02001 | M7-1509 | CONDENSING UNIT, TRANE S/N 5025YLDAD | AHU-DX-Condenser | HVC | PM | FOS | OPERATING | 2 | 2021-09-10
LIA02002-R1 | M7-1509 | AHU Trane: S/N K13H72567 | AHU-DX-5T_30T | HVC | PM | FOS | OPERATING | 2 | 2024-03-08
LIE90001 | M7-1509 | GROUNDING SYSTEM FACILITY | Grounding | ELV | PMHL | FOS | OPERATING | 4 | 2011-07-10
LJ302001 | K6-2047 | SHOWER SAFETY EYEWASH HAWS | Shwr-Eyewash | WWS | PM | FOS | OPERATING | 3 | 2023-01-27
LJ501002 | K6-2047 | ROOF, HURRICANE STORAGE SHELTER 6720 SF | Roof-Metal | STR | N/A | NAB | DECOMMISSIONED | 1 | 2014-05-29
LJS12001 | K6-2047 | BFP WATTS 909 RPZ 2" S/N 280688 | BFP | WWS | PM | FOS | OPERATING | 3 | 2023-05-25
LNE90001 | K6-0897 | GROUNDING SYSTEM FACILITY | Grounding | ELV | PM | FOS | OPERATING | 4 | 2021-09-10
LO101002 | M6-0399 | EXHAUST FAN, AM STD S/N 422CRB1 | Fan-Exhaust-LT100HP | HVC | N/A | XSD | DECOMMISSIONED | 3 | 2011-02-22
LO101004 | M6-0399 | EXHAUST FAN, AM STD S/N 422CRB1 | Fan-Exhaust-LT100HP | HVC | N/A | XSD | DECOMMISSIONED | 3 | 2011-02-21
LO101008 | M6-0399 | FAN EXH AM STD S/N 277CRB1 BELT DR | Fan-Exhaust-LT100HP | MEC | N/A | XSD | DECOMMISSIONED | 4 | 2011-03-17
LO101009 | M6-0399 | FAN EXH AM STD S/N 105CRB1 BELT DR | Fan-Exhaust-LT100HP | MEC | N/A | XSD | DECOMMISSIONED | 4 | 2011-03-17
LO101010 | M6-0399 | FAN EXH AM STD S/N 210CRB1 BELT DR | Fan-Exhaust-LT100HP | MEC | N/A | XSD | DECOMMISSIONED | 4 | 2011-03-17
LO101011 | M6-0399 | EXHAUST FAN, AM STD S/N 367CRB1 | Fan-Exhaust-LT100HP | HVC | N/A | XSD | DECOMMISSIONED | 5 | 2011-03-04
LO101015 | M6-0399 | FAN EXH WALL CARNES S/N 66416 | Fan-Exhaust-LT100HP | MEC | N/A | XSD | DECOMMISSIONED | 4 | 2011-03-16
LO101017 | M6-0399 | FAN EXH WALL CARNES S/N 66416 | Fan-Exhaust-LT100HP | MEC | N/A | XSD | DECOMMISSIONED | 3 | 2011-05-13
LO101018 | M6-0399 | FAN EXH WALL CARNES S/N 66415 | Fan-Exhaust-LT100HP | MEC | N/A | XSD | DECOMMISSIONED | 4 | 2011-03-16
LO101019 | M6-0399 | FAN EXH WALL CARNES S/N 66416 | Fan-Exhaust-LT100HP | MEC | N/A | XSD | DECOMMISSIONED | 4 | 2011-03-16
LO101020 | M6-0399 | FAN EXH CARNES, DIRECT DRIVE, 2ND SHIFT | Fan-Exhaust-LT100HP | MEC | N/A | XSD | DECOMMISSIONED | 3 | 2010-07-16
LO101021 | M6-0399 | FAN EXH CARNES, DIRECT DRIVE, 2ND SHIFT | Fan-Exhaust-LT100HP | MEC | N/A | XSD | DECOMMISSIONED | 3 | 2010-07-16
LO101022 | M6-0399 | FAN EXH WALL CARNES, DIRECT DRIVE 2ND SHIFT | Fan-Exhaust-LT100HP | MEC | N/A | XSD | DECOMMISSIONED | 3 | 2010-07-16
LO101024 | M6-0399 | FAN EXH WALL CARNES, DIRECT DRIVE S/N 66420 | Fan-Exhaust-LT100HP | MEC | N/A | XSD | DECOMMISSIONED | 3 | 2010-07-23
LO101026 | M6-0399 | EXHAUST FAN, ROOF, CARNES S/N 486CRB1 | Fan-Exhaust-LT100HP | HVC | N/A | XSD | DECOMMISSIONED | 4 | 2011-06-13
LO101027 | M6-0399 | FAN CENTRIFUGAL BLOWER BELT DR, | Fan-Exhaust-LT100HP | MEC | N/A | XSD | DECOMMISSIONED | 4 | 2011-03-04
LO101028 | M6-0399 | FAN CENTRIFUGAL BLOWER BELT DR 4L480 | Fan-Exhaust-LT100HP | MEC | N/A | XSD | DECOMMISSIONED | 4 | 2011-03-04
LO101035 | M6-0399 | EXHAUST FAN E28, JENN-AIR M/N 483BCRE | Fan-Exhaust-LT100HP | HVC | N/A | XSD | DECOMMISSIONED | 3 | 2011-02-22
LO101036 | M6-0399 | EXHAUST FAN E29, JENN-AIR M/N 483BCRE | Fan-Exhaust-LT100HP | HVC | N/A | XSD | DECOMMISSIONED | 3 | 2011-02-21
LO101037 | M6-0399 | FAN EXH E30 JENN-AIR M/N 184BCRD BELT DR, | Fan-Exhaust-LT100HP | MEC | N/A | XSD | DECOMMISSIONED | 4 | 2011-03-08
LO101038 | M6-0399 | FAN EXH E31 RG IND BELT DR, G/F, A-38 | Fan-Exhaust-LT100HP | MEC | N/A | XSD | DECOMMISSIONED | 4 | 2011-03-04
LO101040 | M6-0399 | FAN EXH WALL PENN VENT WLT80, DIRECT DRIVE | Fan-Exhaust-LT100HP | MEC | N/A | XSD | DECOMMISSIONED | 4 | 2011-03-08
LO101042 | M6-0399 | FAN EXH, DIRECT DRIVE | Fan-Exhaust-LT100HP | MEC | N/A | XSD | DECOMMISSIONED | 4 | 2011-03-08
LO101048 | M6-0399 | FAN, EXHAUST-DD | Fan-Exhaust-LT100HP | MEC | N/A | XSD | DECOMMISSIONED | 3 | 2010-11-23
LO104001 | M6-0399 | FAN CIRC CHELSEA CAT P30TG, D/D | Fan-Exhaust-LT100HP | MEC | N/A | XSD | DECOMMISSIONED | 4 | 2011-03-04
LO20010 | J8-1708 | Pad A LO2 Potable Water (Perimeter) SS-22.6 | Shwr-Eyewash | WWS | N/A | NIC | NOT_IN_CONTRACT | 4 | 2011-11-02
LO20020 | J8-1708 | Pad A LO2 Potable Water (Perimeter) SS-22.8 | Shwr-Eyewash | WWS | N/A | NIC | NOT_IN_CONTRACT | 4 | 2011-10-28
LO20030 | J8-1708 | Pad A LO2 Potable Water (Perimeter) EW-22.6 | Shwr-Eyewash | WWS | N/A | NIC | NOT_IN_CONTRACT | 4 | 2011-10-28
LO20040 | J8-1708 | Pad A LO2 Potable Water (Perimeter) EW-22.9 | Shwr-Eyewash | WWS | N/A | NIC | NOT_IN_CONTRACT | 4 | 2011-10-28
LO201001 | M7-0301 | LIGHTNING PROTECTION | Lightning Prot | ELV | PM | FOS | OPERATING | 4 | 2023-01-23
LO210001 | M6-0399 | LIGHTNING PROTECTION | Lightning Prot | ELV | PM/AS | NOS | DECOMMISSIONED | 4 | 2015-10-29
LO290001 | M6-0399 | CLOCK MASTER SYNCHRONIZED | Clock | MEC | N/A | XSD | DECOMMISSIONED | 3 | 2011-04-11
LO2ELITE | M6-0570 | LIGHTS, EMERGENCY & EXIT, M6-0570 | Emer-Exit Lights | ELV | PM | FOS | OPERATING | 5 | 2024-04-08
LO302001 | M7-0301 | EYEWASH STATION, BRADLEY | Shwr-Eyewash | WWS | PM | FOS | OPERATING | 4 | 2023-09-19
LO302002 | M7-0301 | GREASE TRAP | Grease Trap | WWS | PM | FOS | OPERATING | 3 | 2024-04-20
LO302004 | M6-0399 | GREASE TRAP GARBAGE CAN 40 LB | Grease Trap | WWS | N/A | XSD | DECOMMISSIONED | 4 | 2020-02-29
LO306002 | M6-0399 | PUMP SUMP SUBMERSIBLE | Pump-Sump | MEC | N/A | XSD | DECOMMISSIONED | 4 | 2012-02-17
LO306003 | M6-0399 | PUMP, SUMP, SUBMERSIBLE. | Pump-Sump | MEC | N/A | XSD | DECOMMISSIONED | 4 | 2012-03-01
LO306004 | M6-0399 | PUMP, SUMP, SUBMERSIBLE | Pump-Sump | MEC | N/A | XSD | DECOMMISSIONED | 4 | 2012-03-01
LO308044 | M6-0399 | CUNO FILTER | Filters-Water | WWS | N/A | XSD | DECOMMISSIONED | 4 | 2015-04-20
LO308046 | M6-0399 | FILTER CANISTER, CUNO, W/CHARCOAL CARTRIDGE | Filters-Water | WWS | N/A | XSD | DECOMMISSIONED | 3 | 2019-10-15
LO402002 | M7-0301 | TechnoForce XLS Booster Pump | Pump | WWS | PM | FOS | OPERATING | 3 | 2024-04-11
LO501002 | M6-0399 | ROOF, M6-0399, 10944 SF | Roof-BUR | STR | N/A | XSD | DECOMMISSIONED | 2 | 2017-11-07
LO501002A | M6-0399 | ROOF, M6-0399, WING A | Roof-BUR | STR | N/A | XSD | DECOMMISSIONED | 2 | 2017-11-07
LO501002B | M6-0399 | ROOF, M6-0399, WING B | Roof-BUR | STR | N/A | XSD | DECOMMISSIONED | 2 | 2017-11-07
LO501002C | M6-0399 | ROOF, M6-0399, WING C | Roof-BUR | STR | N/A | XSD | DECOMMISSIONED | 2 | 2017-12-05
LO501002D | M6-0399 | ROOF, M6-0399, WING D | Roof-BUR | STR | N/A | XSD | DECOMMISSIONED | 2 | 2017-12-05
LO501002E | M6-0399 | ROOF, M6-0399, WING E | Roof-BUR | STR | N/A | XSD | DECOMMISSIONED | 2 | 2017-12-05
LO501002F | M6-0399 | ROOF, M6-0399, WING F | Roof-BUR | STR | N/A | XSD | DECOMMISSIONED | 2 | 2017-12-05
LO501003 | M6-0399 | CANOPY AND MAIN ENTRANCE SOUTH SIDE, M6-0399 | Structure | STR | PM/TS | NOS | DECOMMISSIONED | 4 | 2019-02-15
LO501004 | M6-0399 | CANOPY AND MAIN ENTRANCE - M6-0399 | Structure | STR | N/A | XSD | DECOMMISSIONED | 3 | 2019-03-01
LO501005 | M6-0570 | ROOF, KENNEDY LEARNING INSTITUTE, METAL, 6600 SF | Roof-Metal | STR | PM | FOS | OPERATING | 4 | 2024-02-23
LO501011 | M7-0301 | CANOPY AND MAIN ENTRANCE, NORTH SIDE M7-0301 | Structure | STR | PM | FOS | OPERATING | 5 | 2023-12-27
LO501012 | M7-0301 | CANOPY AND MAIN ENTRANCE AND PATIO, SOUTH SIDE M7-0301 | Structure | STR | PM | FOS | OPERATING | 4 | 2023-12-13
LO501013 | M6-0570 | ROOF, KENNEDY LEARNING INSTITUTE, PVC, 4000 SF | Roof-PVC | STR | PM | FOS | OPERATING | 3 | 2023-12-11
LO503001 | M7-0301 | CCHQ ROOF, BUR, 6800SF | Roof-BUR | STR | PM | FOS | OPERATING | 4 | 2024-04-11
LO503002 | M7-0301 | CCHQ ROOF, BUR, 17000 SF | Roof-BUR | STR | PM | FOS | OPERATING | 4 | 2024-04-11
LO503003 | M7-0301 | CCHQ ROOF, BUR, 22300 SF | Roof-BUR | STR | PM | FOS | OPERATING | 3 | 2024-03-29
LO503004 | M7-0301 | CCHQ ROOF, METAL, 9700 SF | Roof-Metal | STR | PM | FOS | OPERATING | 3 | 2024-03-29
LO503101 | M7-0301 | MULTI SPAN HORIZ. LIFELINE, THALER | Fall Prot | STR | PM | FOS | OPERATING | 4 | 2024-05-02
LO503102 | M7-0301 | SINGLE SPAN HORIZ. LIFELINE, THALER | Fall Prot | STR | PM | FOS | OPERATING | 4 | 2024-05-02
LO503103 | M7-0301 | SINGLE SPAN HORIZ. LIFELINE, THALER | Fall Prot | STR | PM | FOS | OPERATING | 4 | 2024-05-02
LO504001 | M6-0399 | DOOR, ELECTIRC, LOBBY ENT/EXIT, STANLEY | Doors-Ped | MEC | N/A | XSD | DECOMMISSIONED | 4 | 2019-08-02
LO504002 | M6-0399 | DOOR, ELECTRIC, LOBBY ENT/EXIT, MIDDLE, STANLEY | Doors-Ped | MEC | N/A | XSD | DECOMMISSIONED | 4 | 2019-08-02
LO504003 | M6-0399 | DOOR, ELECTRIC, REAR, GYRO TECH | Doors-Ped | MEC | N/A | XSD | DECOMMISSIONED | 4 | 2019-08-02
LO600101 | M7-0301 | CCHQ, Elevator, #1, 3500 LBS | Elevator, Traction | MEC | PM | FOS | OPERATING | 4 | 2024-05-05
LO600102 | M7-0301 | CCHQ, Elevator, #2, 3500 LBS | Elevator, Traction | MEC | PM | FOS | OPERATING | 4 | 2024-05-05
LO600105 | M7-0301 | CCHQ, Elevator, #5, 3500 LBS | Elevator, Traction | MEC | PM | FOS | OPERATING | 4 | 2024-05-05
LO600106 | M7-0301 | CCHQ, Elevator, #6, 5200 LBS | Elevator, Traction | MEC | PM | FOS | OPERATING | 4 | 2024-05-05
LO601001 | M6-0399 | ELEVATOR #1 ELEC DRIVE, M6-0399 | Elevator, Traction, Gear | MEC | PM/AS | NOS | DECOMMISSIONED | 4 | 2019-12-20
LO602001 | M6-0399 | ELEVATOR #2 ELEC DRIVE, M6-0399 | Elevator, Traction, Gear | MEC | PM/AS | NOS | DECOMMISSIONED | 4 | 2019-12-20
LO603001 | M6-0399 | ELEVATOR #3 ELEC DRIVE, M6-0399 | Elevator, Traction, Gear | MEC | PM/AS | NOS | DECOMMISSIONED | 4 | 2019-12-20
LO604001 | M6-0399 | ELEVATOR #4 ELEC DRIVE, M6-0399 | Elevator, Traction, Gear | MEC | PM/AS | NOS | DECOMMISSIONED | 4 | 2019-12-20
LO605001 | M6-0399 | ELEVATOR #5 ELEC DRIVE, M6-0399 | Elevator, Traction, Gear | MEC | PM/AS | NOS | DECOMMISSIONED | 4 | 2019-12-20
LO710002 | M6-0399 | DISHWASHER (KENMORE SPACE SAVER) | Kitchen-Dishmachine | SPE | N/A | XSD | DECOMMISSIONED | 3 | 2014-06-18
LO712001 | M6-0399 | TRAY CONVEYOR BELT UNIT SOUTHERN | Kitchen-Conveyor | MEC | N/A | NIC | DECOMMISSIONED | 2 | 2012-05-31
LO720001 | M6-0399 | HOOD RANGE, CAFE, HQTRS | Kitchen-Hood | MEC | N/A | XSD | DECOMMISSIONED | 4 | 2018-01-09
LO720003 | M6-0399 | HOOD, EXHAUST, CAFE, HQTRS | Kitchen-Hood | MEC | N/A | XSD | DECOMMISSIONED | 4 | 2018-01-11
LO801003 | M6-0399 | AIR DIST SYSTEM PLANT/RMS 1360, 2360, | Filters-HVC-CAIR-Remote | HVC | N/A | XSD | DECOMMISSIONED | 4 | 2018-05-03
LO904001 | M6-0399 | REFRIGERATOR PASS-THROUGH S/N 264753 | Refrigeration-Refrigerator | HVC | N/A | NIC | NOT_IN_CONTRACT | 3 | 2012-02-22
LO904002 | M6-0399 | REFRIGERATOR PASS-THROUGH S/N 264819 | Refrigeration-Refrigerator | HVC | N/A | NIC | NOT_IN_CONTRACT | 3 | 2011-02-22
LO907002 | M6-0399 | REFRIGERATED UNIT MOD 37630S | Refrigeration-Refrigerator | HVC | N/A | NIC | NOT_IN_CONTRACT | 3 | 2011-02-24
LO907004 | M6-0399 | REFRIGERATOR 2-DOOR SEARS (4TH FLOOR) | Refrigeration-Refrigerator | HVC | N/A | XSD | DECOMMISSIONED | 4 | 2019-02-27
LO910001 | M6-0399 | REFRIGERATOR WALK IN | Refrigeration-Refrigerator | HVC | N/A | NIC | NOT_IN_CONTRACT | 4 | 2012-08-31
LO910002 | M6-0399 | CONDENSING UNIT | AHU-DX-Wall | HVC | N/A | XSD | DECOMMISSIONED | 4 | 2012-06-18
LO912016 | M6-0399 | ICE MACHINE, CUBE, REMCOR S/N 4666 | Refrigeration-Ice Machine-Cube | HVC | N/A | NIC | NOT_IN_CONTRACT | 3 | 2012-07-06
LOA07001 | M6-0399 | PUMP CHW PEERLESS S/N 304339 | Pump-Pad Mount-(CHW/CW)-GT10HP | HVC | N/A | XSD | DECOMMISSIONED | 3 | 2018-10-02
LOA07002 | M6-0399 | PUMP CHW #3 PEERLESS S/N 304338 | Pump-Pad Mount-(CHW/CW)-GT10HP | HVC | N/A | XSD | DECOMMISSIONED | 4 | 2018-09-25
LOA07003 | M6-0399 | PUMP, CHW #2 PEERLESS S/N 304340 | Pump-Pad Mount-(CHW/CW)-GT10HP | HVC | N/A | XSD | DECOMMISSIONED | 4 | 2018-09-25
LOA07005 | M6-0399 | PUMP CHW #1 LOUIS ALLIS M/N 19249J1M17 | Pump-Pad Mount-(CHW/CW)-GT10HP | HVC | N/A | XSD | DECOMMISSIONED | 4 | 2018-09-25
LOA08001 | M6-0399 | AIR HANDLING UNIT # 1, CHW YORK S/N CFPMXT0412 | AHU-CHW-GT30T | HVC | N/A | XSD | DECOMMISSIONED | 4 | 2019-01-06
LOA09001-R1 | M6-0399 | AIR HANDLING UNIT #11, YORK S/N CHSM XT0369 | AHU-CHW-GT30T | HVC | N/A | XSD | DECOMMISSIONED | 4 | 2019-01-06
LOA09002-R1 | M6-0399 | AIR HANDLING UNIT #17, YORK S/N CHSM XT0654 | AHU-CHW-GT30T | HVC | N/A | XSD | DECOMMISSIONED | 4 | 2019-01-05
LOA10001 | M6-0399 | AIR HANDLING UNIT # 7, CHW YORK S/N CFPMXT0229 | AHU-CHW-GT30T | HVC | N/A | XSD | DECOMMISSIONED | 4 | 2018-12-20
LOA11001-R1 | M6-0399 | AIR HANDLING UNIT #12, YORK S/N CLTM XT0232 | AHU-CHW-GT30T | HVC | N/A | XSD | DECOMMISSIONED | 4 | 2019-01-05
LOA12001-R1 | M6-0399 | AIR HANDLING UNIT #14, YORK S/N CNTM XT0224 | AHU-CHW-GT30T | HVC | N/A | XSD | DECOMMISSIONED | 4 | 2019-01-29
LOA13001-R1 | M6-0399 | AIR HANDLING UNIT #16, MCQUAY S/N FB0U070902183 | AHU-CHW-GT30T | HVC | N/A | XSD | DECOMMISSIONED | 4 | 2019-03-11
LOA14001-R1 | M6-0399 | AIR HANDLING UNIT #15, YORK S/N CHSM XT0210 | AHU-CHW-GT30T | HVC | N/A | XSD | DECOMMISSIONED | 4 | 2019-01-07
LOA15001-R1 | M6-0399 | AIR HANDLING UNIT #13, YORK S/N CHSM XT0209 | AHU-CHW-GT30T | HVC | N/A | XSD | DECOMMISSIONED | 3 | 2019-01-07
LOA16001 | M6-0399 | AIR HANDLING UNIT # 2, CHW YORK S/N CFPMXT0370 | AHU-CHW-GT30T | HVC | N/A | XSD | DECOMMISSIONED | 4 | 2018-08-30
LOA17001 | M6-0399 | AIR HANDLING UNIT # 8, CHW YORK S/N CFPMXT0371 | AHU-CHW-GT30T | HVC | N/A | XSD | DECOMMISSIONED | 4 | 2019-01-08
LOA18001 | M6-0399 | AIR HANDLING UNIT # 6, CHW YORK S/N CFPMXT0085 | AHU-CHW-GT30T | HVC | N/A | XSD | DECOMMISSIONED | 3 | 2019-01-29
LOA19001 | M6-0399 | AIR HANDLING UNIT # 3, CHW YORK S/N CFPMXT0390 | AHU-CHW-GT30T | HVC | N/A | XSD | DECOMMISSIONED | 4 | 2019-01-04
LOA20001 | M6-0399 | AIR HANDLING UNIT # 9, CHW YORK S/N CFPMXT0372 | AHU-CHW-GT30T | HVC | N/A | XSD | DECOMMISSIONED | 4 | 2019-02-01
LOA21001 | M6-0399 | AIR HANDLING UNIT # 4, CHW YORK S/N CFPMXT0373 | AHU-CHW-GT30T | HVC | N/A | XSD | DECOMMISSIONED | 4 | 2019-02-02
LOA22001 | M6-0399 | AIR HANDLING UNIT # 5, CHW YORK S/N CFPMXT0391 | AHU-CHW-GT30T | HVC | N/A | XSD | DECOMMISSIONED | 4 | 2019-01-06
LOA23001-R1 | M6-0399 | AIR HANDLING UNIT #18, YORK S/N CLTM XT0233 | AHU-CHW-GT30T | HVC | N/A | XSD | DECOMMISSIONED | 4 | 2019-01-03
LOA26001 | M6-0399 | PUMP RHW #1 PEERLESS S/N 304336 | Pump-Pad Mount-(HTHW/HW)-GT10HP | HVC | N/A | XSD | DECOMMISSIONED | 4 | 2019-10-24
LOA26002 | M6-0399 | PUMP HWH #2 PEERLESS S/N 304337 | Pump-Pad Mount-(HTHW/HW)-GT10HP | HVC | N/A | XSD | DECOMMISSIONED | 4 | 2019-10-24
LOA33001R1 | M6-0399 | AIR HANDLING UNIT #19 YORK S/N CHSMXT0355 | AHU-CHW-GT30T | HVC | N/A | XSD | DECOMMISSIONED | 5 | 2019-03-11
LOA34001-R1 | M6-0399 | AIR HANDLING UNIT #20, YORK S/N CLTM XT0234 | AHU-CHW-GT30T | HVC | PM/TS | NAB | ABANDONED | 4 | 2019-03-11
LOA35001-R1 | M6-0399 | AIR HANDLING UNIT #21, YORK S/N CHSM XT0208 | AHU-CHW-GT30T | HVC | N/A | XSD | DECOMMISSIONED | 4 | 2018-09-06
LOA36001-R1 | M6-0399 | AIR HANDLING UNIT #22, YORK S/N CNTM XT0227 | AHU-CHW-GT30T | HVC | N/A | XSD | DECOMMISSIONED | 4 | 2019-02-03
LOA37001-R1 | M6-0399 | AIR HANDLING UNIT #23, YORK S/N CHSM XT0207 | AHU-CHW-GT30T | HVC | N/A | XSD | DECOMMISSIONED | 4 | 2019-01-07
LOA38001-R1 | M6-0399 | AIR HANDLING UNIT #24, YORK S/N CNTM XT0225 | AHU-CHW-GT30T | HVC | N/A | XSD | DECOMMISSIONED | 4 | 2019-01-08
LOA40001 | M6-0399 | CONDENSING UNIT | AHU-DX-Condenser | HVC | N/A | NAB | DECOMMISSIONED | 4 | 2012-01-20
LOA42001 | M6-0399 | FAN COIL UNIT S/N K85G70670 | AHU-CHW-FCU | HVC | N/A | XSD | DECOMMISSIONED | 4 | 2011-05-02
LOA44002 | M6-0486 | CONDENSING UNIT | AHU-DX-Condenser | HVC | PM | FOS | OPERATING | 3 | 2024-01-30
LOA45001 | M6-0399 | AIR HANDLING UNIT, DX TRANE S/N K87127820 | AHU-DX-GT30T | HVC | N/A | XSD | DECOMMISSIONED | 2 | 2018-07-16
LOA46001 | M6-0399 | AHU SPLIT DX CARRIER S/N 2785A48404 | AHU-DX-5T_30T | HVC | N/A | XSD | DECOMMISSIONED | 2 | 2016-08-15
LOA46003 | M6-0399 | CONDENSING UNIT, GRANDAIRE S/N GSD0203O2269 | AHU-DX-Condenser | HVC | N/A | NAB | ABANDONED | 2 | 2014-03-13
LOA48001 | M6-0399 | AIR HANDLING UNIT, CONF RM, TRANE 3125 UNIT | AHU-CHW-Computer-5T_30T | HVC | N/A | XSD | DECOMMISSIONED | 4 | 2019-02-02
LOA51001 | M6-0399 | FAN COIL UNIT MCQUAY S/N X048063 | AHU-CHW-FCU | HVC | N/A | XSD | DECOMMISSIONED | 2 | 2011-05-17
LOA52001 | M6-0399 | AIR HANDLING UNIT, FILM STORAGE RM, LIEBERT M/N CU102C-A00 | AHU-CHW-Computer-5T_30T | HVC | N/A | XSD | DECOMMISSIONED | 4 | 2019-02-02
LOA53001 | M6-0399 | AIR HANDLING UNIT, FILM STORAGE RM, LIEBERT S/N 158954001 | AHU-CHW-Computer-5T_30T | HVC | PM/AS | NAB | ABANDONED | 3 | 2019-02-03
LOACOPP001 | M6-0570 | PUMP, CHW #1 | Pump-Pad Mount-(CHW/CW)-GT10HP | HVC | PM | FOS | OPERATING | 1 | 2017-09-19
LOACOPP002 | M6-0570 | PUMP, CHW #2 | Pump-Pad Mount-(CHW/CW)-GT10HP | HVC | PM | FOS | OPERATING | 3 | 2023-12-13
LOAHWBH001 | M6-0399 | HOT WATER BOILER, #556 | Boilers-Modular/Pulse | HVC | N/A | XSD | DECOMMISSIONED | 4 | 2019-10-04
LOAHWBH002 | M6-0399 | HOT WATER BOILER, #552 | Boilers-Modular/Pulse | HVC | N/A | XSD | DECOMMISSIONED | 4 | 2019-10-07
LOAHWBH003 | M6-0399 | HOT WATER BOILER, #606 | Boilers-Modular/Pulse | HVC | N/A | XSD | DECOMMISSIONED | 4 | 2019-10-14
LOAHWBH004 | M6-0399 | HOT WATER BOILER, #535 | Boilers-Modular/Pulse | HVC | N/A | XSD | DECOMMISSIONED | 4 | 2019-10-22
LOAHWBH005 | M6-0399 | HOT WATER BOILER, #607 | Boilers-Modular/Pulse | HVC | N/A | XSD | DECOMMISSIONED | 4 | 2018-10-08
LOAIAAH001 | M6-0570 | AIR HANDLING UNIT, CHW TRANE S/N K04G95154 | AHU-CHW-5T_30T | HVC | PM | FOS | OPERATING | 4 | 2024-02-14
LOAIAAH002 | M6-0399 | FAN COIL UNIT, TRANE S/N T00F57622G10AG2A | AHU-CHW-FCU | HVC | N/A | XSD | DECOMMISSIONED | 4 | 2011-05-26
LOAIACH001 | M6-0570 | CHILLER | Chiller-Package | HVC | N/A | XSD | DECOMMISSIONED | 1 | 2016-12-19
LOAIACH001-R1 | M6-0570 | CHILLER | Chiller-Package | HVC | PM | FOS | OPERATING | 4 | 2023-11-18
LOAIACU001 | M6-0399 | CONDENSING UNIT, GOODMAN | AHU-DX-Condenser | HVC | N/A | XSD | DECOMMISSIONED | 4 | 2012-07-02
LOAIAUA001 | M6-0399 | PACKAGE AIR CONDITIONING UNIT, WALL HUNG | AHU-DX-Wall | HVC | N/A | XSD | DECOMMISSIONED | 4 | 2011-06-25
LOAIAUA002 | M6-0399 | PACKAGE AIR CONDITIONING UNIT, WALL HUNG | AHU-DX-Wall | HVC | N/A | XSD | DECOMMISSIONED | 4 | 2011-06-26
LODT1001 | M7-0301 | Drain Treatment Pump | Pump-Drain | WWS | PM | FOS | OPERATING | 3 | 2024-04-26
LODT1002 | M7-0301 | Drain Treatment Pump | Pump-Drain | WWS | PM | FOS | OPERATING | 3 | 2024-04-26
LODT1003 | M7-0301 | Drain Treatment Pump | Pump-Drain | WWS | PM | FOS | OPERATING | 4 | 2024-03-22
LOE01001 | M6-0399 | SS 1B 750KVA 13.2KV-480/277V OIL TYPE PDMT ABB | Transformers-Oil-MV | EHV | N/A | XSD | DECOMMISSIONED | 2 | 2020-08-10
LOE01002 | M6-0399 | SS-1A/B,Â Substation Secondary, HQ | Substation-LV-Draw Out | ELV | PM/TS | NOS | DECOMMISSIONED | 2 | 2018-06-28
LOE01012 | M6-0399 | XMITR RM TEMP FARTLO09A | Instrumentation Xmitr | ELV | N/A | XSD | DECOMMISSIONED | 4 | 2011-05-27
LOE01013 | M6-0399 | XMITR RM TEMP FARTLO06A | Instrumentation Xmitr | ELV | N/A | XSD | DECOMMISSIONED | 4 | 2011-05-27
LOE01014 | M6-0399 | XMITR RM TEMP FARTLO08A | Instrumentation Xmitr | ELV | N/A | XSD | DECOMMISSIONED | 4 | 2011-05-27
LOE01015 | M6-0399 | XMITR RM TEMP FARTLO13A | Instrumentation Xmitr | ELV | N/A | XSD | DECOMMISSIONED | 4 | 2011-05-27
LOE01016 | M6-0399 | XMITR RM TEMP FARTLO07A | Instrumentation Xmitr | ELV | N/A | XSD | DECOMMISSIONED | 4 | 2011-05-27
LOE02001 | M6-0399 | SS 1A 750KVA 13.2KV-480/277V OIL TYPE PDMT ABB | Transformers-Oil-MV | EHV | N/A | XSD | DECOMMISSIONED | 4 | 2015-10-29
LOE02003 | M6-0399 | ATS OPS 70A 480V AB4 ZENITH | ATS | ELV | PM/TS | NOS | DECOMMISSIONED | 3 | 2016-12-10
LOE03001 | UK-0020 | SS 2D 750KVA 13.2KV-480/277V OIL TYPE PDMT COOPER | Transformers-Oil-MV | EHV | PM | FOS | OPERATING | 4 | 2015-11-06
LOE03002 | M6-0399 | SS-2C/D,Â Substation Secondary, HQ | Substation-LV-Draw Out | ELV | PM/TS | NOS | DECOMMISSIONED | 2 | 2018-06-27
LOE03003 | M6-0399 | ATS 70A 480V AB6 ZENITH | ATS | ELV | PM/TS | NOS | DECOMMISSIONED | 3 | 2016-12-10
LOE04001 | UK-0020 | SS 2C 750KVA 13.2KV-480/277V OIL TYPE PDMT COOPER | Transformers-Oil-MV | EHV | PM | FOS | OPERATING | 4 | 2015-11-04
LOE05001 | M6-0570 | SS 154 300KVA 13.2KV/480V PDMT | Transformers-Oil-MV | EHV | PT | FOS | OPERATING | 4 | 2024-03-10
LOE05003 | M6-0399 | ATS-AB5Â 100AÂ 200VÂ , No Alternate Source | ATS | ELV | N/A | XSD | DECOMMISSIONED | 3 | 2013-06-01
LOE21001 | M7-0301 | SS 231A 1500KVA 13.2KV-480/277V FR3 TYPE PDMT EATON | Transformers-Oil-MV | EHV | PM/PT | FOS | OPERATING | 4 | 2022-11-08
LOE21002 | M7-0301 | SS231 Low Voltage Switchgear, 480V, MTM | Switchgear | ELV | PM | FOS | OPERATING | 4 | 2021-07-19
LOE21031 | M7-0301 | ATS-153, 480V, 600A, Bypass Isolation | ATS | ELV | PM | FOS | OPERATING | 4 | 2023-08-29
LOE21041 | M7-0301 | ATS-155, 480V, 600A, Bypass Isolation | ATS | ELV | PM | FOS | OPERATING | 4 | 2023-09-28
LOE22001 | M7-0301 | SS 231B 1500KVA 13.2KV-480/277V FR3 TYPE PDMT EATON | Transformers-Oil-MV | EHV | PM/PT | FOS | OPERATING | 4 | 2022-11-02
LOE22027 | M7-0301 | ATS-154, 480V, 600A, Bypass Isolation | ATS | ELV | PM | FOS | OPERATING | 4 | 2023-09-29
LOE22046 | M7-0301 | ATS-152, 480V, 600A, Bypass Isolation | ATS-Special | ELV | PM | FOS | OPERATING | 4 | 2023-07-25
LOE90002 | M7-0301 | GROUNDING SYSTEM FACILITY | Lightning Prot | ELV | PM | FOS | OPERATING | 5 | 2021-11-09
LOF11003 | M6-0399 | FA FCI FC-72 | FACP | PSY | N/A | XSD | DECOMMISSIONED | 3 | 2018-04-10
LOF23001 | M6-0399 | VALVE, FIRE HOSE SYSTEM, WING "A" | Valves-Fire Hose | PSY | N/A | XSD | DECOMMISSIONED | 3 | 2018-11-30
LOF23002 | M6-0399 | VALVE, FIRE HOSE SYSTEM, WING "B" (LOS12018) | Valves-Fire Hose | PSY | N/A | XSD | DECOMMISSIONED | 3 | 2018-11-16
LOF23003 | M6-0399 | VALVE, FIRE HOSE SYSTEM, WING "C" (LOS12017) | Valves-Fire Hose | PSY | N/A | XSD | DECOMMISSIONED | 3 | 2018-11-21
LOF23004 | M6-0399 | VALVE, FIRE HOSE SYSTEM, WING "D" | Valves-Fire Hose | PSY | N/A | XSD | DECOMMISSIONED | 3 | 2018-11-21
LOF23005 | M6-0399 | VALVE, FIRE HOSE SYSTEM, WING "E" | Valves-Fire Hose | PSY | N/A | XSD | DECOMMISSIONED | 3 | 2018-11-26
LOF23006 | M6-0399 | VALVE, FIRE HOSE SYSTEM, WING "F" | Valves-Fire Hose | PSY | N/A | XSD | DECOMMISSIONED | 3 | 2018-11-26
LOF51004 | M6-0399 | FACP FCI FC-72 | FACP | PSY | N/A | XSD | DECOMMISSIONED | 3 | 2019-03-13
LOF51005 | M6-0399 | FACP FCI FC-72 | FACP | PSY | N/A | XSD | DECOMMISSIONED | 3 | 2019-03-13
LOFFACP001 | M6-0570 | FACP, SIEMENS MXLV | FACP | PSY | N/A | XSD | DECOMMISSIONED | 3 | 2016-10-26
LOFFACP002 | M6-0570 | FACP, SIMPLEX 4100ES | FACP | PSY | PM | FOS | OPERATING | 3 | 2023-04-30
LOFFACP301 | M7-0301 | FACP, SIMPLEX 4100ES | FACP | PSY | PM | FOS | OPERATING | 3 | 2024-04-19
LOFFACPN33 | M6-0399 | FACP, SIMPLEX 4100U | FACP | PSY | N/A | XSD | DECOMMISSIONED | 2 | 2020-05-28
LOFFART001 | M6-0570 | CENTRAL RADIO MONITORING SYSTEM (CRMS) TRANSCEIVER | CRMS | PSY | PM/TS | FOS | OPERATING | 4 | 2016-10-17
LOFFART301 | M7-0301 | CENTRAL RADIO MONITORING SYSTEM (CRMS) TRANSCEIVER | CRMS | PSY | PM | FOS | OPERATING | 3 | 2023-11-20
LOFFART302 | M7-0301 | CENTRAL RADIO MONITORING SYSTEM (CRMS) TRANSCEIVER | CRMS | PSY | PM | FOS | OPERATING | 3 | 2023-11-20
LOFH1000 | UK-0031 | Hydrant, FIRE, AMERICAN DARLING, 2013 | Hydrant | WWS | PM | FOS | OPERATING | 3 | 2023-10-12
LOFH1001 | M6-0570 | HYDRANT, FIRE, MUELLER 4-1/2", 2004 | Hydrant | WWS | PM | FOS | OPERATING | 4 | 2023-08-04
LOFH1040 | UK-0031 | Hydrant, FIRE, AMERICAN DARLING, 2013 | Hydrant | WWS | PM | FOS | OPERATING | 4 | 2023-06-28
LOFH1045 | M6-0399 | HYDRANT, FIRE | Hydrant | WWS | N/A | XSD | DECOMMISSIONED | 3 | 2014-01-21
LOFH1090 | UK-0031 | Hydrant, FIRE, AMERICAN DARLING, 2014 | Hydrant | WWS | PM | FOS | OPERATING | 4 | 2023-06-28
LOFH1125 | UK-0031 | HYDRANT, FIRE | Hydrant | WWS | N/A | XSD | DECOMMISSIONED | 4 | 2022-01-19
LOFH1125-R1 | UK-0031 | HYDRANT, FIRE | Hydrant | WWS | PM | FOS | OPERATING | 3 | 2024-01-31
LOFH1180 | UK-0031 | HYDRANT, FIRE | Hydrant | WWS | N/A | XSD | DECOMMISSIONED | 4 | 2022-01-18
LOFH1180-R1 | UK-0031 | HYDRANT, FIRE | Hydrant | WWS | PM | FOS | OPERATING | 3 | 2024-01-31
LOFH1245 | UK-0031 | HYDRANT, FIRE | Hydrant | WWS | N/A | XSD | DECOMMISSIONED | 3 | 2021-01-27
LOFH1245-R1 | UK-0031 | HYDRANT, FIRE | Hydrant | WWS | PM | FOS | OPERATING | 4 | 2024-01-31
LOFH1300 | UK-0031 | Hydrant, FIRE, AMERICAN DARLING, 2013 | Hydrant | WWS | PM | FOS | OPERATING | 4 | 2023-11-20
LOFH1310 | M6-0570 | HYDRANT, FIRE, MUELLER 4-1/2", 2004 | Hydrant | WWS | PM | FOS | OPERATING | 4 | 2023-08-08
LOFH1315 | M6-0399 | HYDRANT, FIRE | Hydrant | WWS | N/A | XSD | DECOMMISSIONED | 4 | 2014-01-16
LOFH1330 | M7-0301 | FIRE HYDRANT MUELLER 5-1/4" 2012 | Hydrant | WWS | PM | FOS | OPERATING | 3 | 2023-10-31
LOFH1360 | M6-0399 | HYDRANT, FIRE | Hydrant | WWS | N/A | XSD | DECOMMISSIONED | 2 | 2016-02-09
LOFKPAB4002 | M7-0301 | Aux Box | ESS | PSY | PM/AS | NOS | OPERATING | 3 | 2021-11-11
LOFKPAB4003 | M7-0301 | Aux Box | ESS | PSY | PM/AS | NOS | OPERATING | 2 | 2021-10-28
LOFKPAB4004 | M7-0301 | Aux Box | ESS | PSY | PM/AS | NOS | OPERATING | 2 | 2021-10-28
LOFKPAB4005 | M7-0301 | Aux Box | ESS | PSY | PM/AS | NOS | OPERATING | 3 | 2021-11-11
LOFKPAB4006 | M7-0301 | Aux Box | ESS | PSY | PM/AS | NOS | OPERATING | 3 | 2021-03-09
LOFKPAB4007 | M7-0301 | Aux Box | ESS | PSY | PM/AS | NOS | OPERATING | 3 | 2021-03-09
LOFKPAB4008 | M7-0301 | Aux Box | ESS | PSY | PM/AS | NOS | OPERATING | 3 | 2021-03-10
LOFKPAB4015 | M7-0301 | Aux Box | ESS | PSY | PM | FOS | OPERATING | 3 | 2024-02-29
LOFKPAB4016 | M7-0301 | Aux Box | ESS | PSY | PM | FOS | OPERATING | 4 | 2023-08-28
LOFKPAB4025 | M7-0301 | Aux Box | ESS | PSY | PM | FOS | OPERATING | 3 | 2024-02-28
LOFKPAB418 | M6-0399 | HQ POST OFFICE AUX BOX RM 1546E | Wireless System | PSY | N/A | NOS | DECOMMISSIONED | 3 | 2018-12-17
LOFKPAB4401 | M7-0301 | Aux Box | ESS | PSY | PM/AS | NOS | OPERATING | 3 | 2021-04-27
LOFKPAB4411 | M7-0301 | Aux Box | ESS | PSY | PM/AS | NOS | OPERATING | 4 | 2021-04-27
LOFKPBP0001 | M7-0301 | BOSCH PANEL | ESS | PSY | PM | FOS | OPERATING | 3 | 2024-02-29
LOFKPBP0002 | M7-0301 | BOSCH PANEL | ESS | PSY | PM | FOS | OPERATING | 3 | 2024-02-26
LOFKPBP0003 | M7-0301 | BOSCH PANEL | ESS | PSY | PM | FOS | OPERATING | 4 | 2023-08-28
LOFKPBP0004 | M7-0301 | BOSCH PANEL | ESS | PSY | PM | FOS | OPERATING | 3 | 2024-02-24
LOFKPCP0040 | M7-0301 | Intelligent System Controller #40 | ESS | PSY | PM/AS | NOS | OPERATING | 3 | 2022-02-04
LOFKPCP0044 | M7-0301 | Intelligent System Controller #44 | ESS | PSY | PM | FOS | OPERATING | 3 | 2023-08-06
LOFKPCP041 | M6-0399 | INTELLIGENT SYSTEM CONTROLLER #41 | ESS | PSY | N/A | NOS | DECOMMISSIONED | 3 | 2018-12-19
LOFKPCP042 | M6-0399 | INTELLIGENT SYSTEM CONTROLLER #42 | ESS | PSY | N/A | NOS | DECOMMISSIONED | 3 | 2018-12-19
LOFKPCP043 | M6-0399 | INTELLIGENT SYSTEM CONTROLLER #43 | ESS | PSY | N/A | NOS | DECOMMISSIONED | 3 | 2018-12-19
LOFKPCP045 | M6-0399 | INTELLIGENT SYSTEM CONTROLLER #45 | ESS | PSY | N/A | NAB | DECOMMISSIONED | 4 | 2017-01-04
LOFKPCP091 | M6-0399 | INTELLIGENT SYSTEM CONTROLLER #91 | ESS | PSY | N/A | NAB | DECOMMISSIONED | 4 | 2017-01-04
LOFKPCP096 | M6-0399 | INTELLIGENT SYSTEM CONTROLLER #96 | ESS | PSY | N/A | NOS | DECOMMISSIONED | 3 | 2018-12-19
LOFKPDP4015 | M7-0301 | Door Portal | Door Portal | PSY | PM/PEND | FOS | OPERATING | 3 | 2020-02-27
LOFKPDP4022 | M7-0301 | Door Portal | Door Portal | PSY | PM | FOS | OPERATING | 3 | 2024-02-28
LOFKPDP4023 | M7-0301 | Door Portal | Door Portal | PSY | PM | FOS | OPERATING | 3 | 2024-02-28
LOFKPDP4024 | M7-0301 | Door Portal | Door Portal | PSY | PM | FOS | OPERATING | 3 | 2024-02-28
LOFKPDP4026 | M7-0301 | Door Portal | Door Portal | PSY | PM | FOS | OPERATING | 4 | 2023-03-13
LOFKPDP4038 | M7-0301 | Door Portal Security System | Door Portal | PSY | PM/PEND | FOS | OPERATING | 3 | 2020-02-28
LOFKPDP4401 | M7-0301 | Door Portal | Door Portal | PSY | PM/AS | NOS | OPERATING | 3 | 2020-02-12
LOFKPDP4405 | M7-0301 | Door Portal | Door Portal | PSY | PM | FOS | OPERATING | 3 | 2024-02-27
LOFKPDP4406 | M7-0301 | Door Portal | Door Portal | PSY | PM | FOS | OPERATING | 3 | 2024-02-27
LOFKPDP4407 | M7-0301 | Door Portal Security System | Door Portal | PSY | PM | FOS | OPERATING | 3 | 2024-02-27
LOFKPDP4408 | M7-0301 | Door Portal | Door Portal | PSY | PM | FOS | OPERATING | 3 | 2024-02-27
LOFKPDP4416 | M7-0301 | Door Portal Security System | Door Portal | PSY | PM/PEND | FOS | OPERATING | 3 | 2020-02-17
LOFKPDU001 | M6-0399 | WIRELESS SECURITY SYSTEM | Wireless System | PSY | N/A | XSD | DECOMMISSIONED | 3 | 2018-07-11
LOFKPDU002 | M6-0399 | WIRELESS SECURITY SYSTEM | Wireless System | PSY | N/A | XSD | DECOMMISSIONED | 3 | 2018-07-10
LOFKPRT016 | M6-0399 | CENTRAL RADIO MONITORING SYSTEM (CRMS) TRANSCEIVER | CRMS | PSY | N/A | XSD | DECOMMISSIONED | 4 | 2018-12-18
LOFKPRT017 | M6-0399 | CENTRAL RADIO MONITORING SYSTEM (CRMS) TRANSCEIVER | CRMS | PSY | N/A | XSD | DECOMMISSIONED | 4 | 2018-12-18
LOFKPWL411 | M6-0399 | HQ POST OFFICE WIRELESS LOCKSET DR 1546 | Wireless Lockset | PSY | N/A | NOS | DECOMMISSIONED | 3 | 2018-07-06
LOFKPWL412 | M6-0399 | HQ POST OFFICE WIRELESS LOCKSET DR 1560 | Wireless Lockset | PSY | N/A | NOS | DECOMMISSIONED | 3 | 2018-07-06
LOFKPWL413 | M6-0399 | HQ POST OFFICE WIRELESS LOCKSET DR 1565 | Wireless Lockset | PSY | N/A | NOS | DECOMMISSIONED | 3 | 2018-07-06
LOFKPWS4001 | M7-0301 | WIRELESS SECURITY SYSTEM | ESS | PSY | PM | FOS | OPERATING | 3 | 2024-04-26
LOFKPWS419 | M6-0399 | WIRELESS SECURITY SYSTEM | Wireless System | PSY | N/A | NOS | DECOMMISSIONED | 3 | 2018-07-06
LOFKPWS4401 | M7-0301 | WIRELESS SECURITY SYSTEM | ESS | PSY | PM | FOS | OPERATING | 3 | 2023-03-06
LOFPR50401 | M7-0301 | DOOR, DBL, ELECTRIC, LOBBY ENT | Doors-Ped | MEC | PM | FOS | OPERATING | 4 | 2023-05-20
LOFPR50402 | M7-0301 | DOOR, DBL, ELECTRIC, LOBBY ENT | Doors-Ped | MEC | PM | FOS | OPERATING | 4 | 2023-05-20
LOFPR50403 | M7-0301 | DOOR, DBL, ELECTRIC, LOBBY ENT | Doors-Ped | MEC | PM | FOS | OPERATING | 3 | 2023-05-20
LOFPR50404 | M7-0301 | DOOR, DBL, ELECTRIC, LOBBY ENT | Doors-Ped | MEC | PM | FOS | OPERATING | 4 | 2023-05-20
LOFPR50405 | M7-0301 | DOOR, DBL, ELEC, CAFETERIA ENT | Doors-Ped | MEC | PM | FOS | OPERATING | 4 | 2023-05-20
LOFPR50406 | M7-0301 | DOOR, DBL, ELEC, CAFETERIA ENT | Doors-Ped | MEC | PM | FOS | OPERATING | 2 | 2023-01-30
LOFPR50407 | M7-0301 | DOOR, DBL, ELEC, CAFETERIA ENT | Doors-Ped | MEC | PM | FOS | OPERATING | 4 | 2023-05-20
LOFPR50408 | M7-0301 | DOOR, DBL, ELEC, HALLWAY ENT | Doors-Ped | MEC | PM | FOS | OPERATING | 1 | 2023-01-30
LOFSCWC002 | M6-0399 | WET CHEM FIRE SUPPRESSION SYSTEM | Wet Chem | PSY | N/A | XSD | DECOMMISSIONED | 3 | 2019-07-24
LOFSCWC004 | M6-0399 | WET CHEM FIRE SUPPRESSION SYSTEM WITH GAS VALVE | Wet Chem | PSY | N/A | XSD | DECOMMISSIONED | 3 | 2018-09-13
LOFSCWC005 | M6-0570 | WET CHEMICAL FIRE SUPPRESSION SYSTEM | Wet Chem | PSY | PM | FOS | OPERATING | 3 | 2023-11-27
LOFSCWC006 | M6-0399 | WET CHEM FIRE SUPPRESSION SYSTEM | Wet Chem | PSY | N/A | XSD | DECOMMISSIONED | 3 | 2015-10-15
LOFSCWC301 | M7-0301 | WET CHEM FIRE SUPPRESSION SYSTEM w/ GAS VALVE | Wet Chem | PSY | PM | FOS | OPERATING | 3 | 2024-03-27
LOFSFVF005 | M7-0301 | M7-0301, Supply Fan-5 | Fan-Supply-Smoke Control | PSY | PM | FOS | OPERATING | 3 | 2023-08-02
LOFSFVF006 | M7-0301 | M7-0301, Supply Fan-6 | Fan-Supply-Smoke Control | PSY | PM | FOS | OPERATING | 3 | 2024-01-31
LOFSFVF007 | M7-0301 | M7-0301, Supply Fan-7 | Fan-Supply-Smoke Control | PSY | PM | FOS | OPERATING | 3 | 2024-01-31
LOFSFVF008 | M7-0301 | M7-0301, Supply Fan-8 | Fan-Supply-Smoke Control | PSY | PM | FOS | OPERATING | 2 | 2023-10-21
LOFSYST001 | M7-0301 | FIRE HOSE VALVES, West Stair | Valves-Fire Hose | PSY | PM | FOS | OPERATING | 3 | 2023-10-20
LOFSYST002 | M7-0301 | FIRE HOSE VALVES, East Stair | Valves-Fire Hose | PSY | PM | FOS | OPERATING | 3 | 2023-10-20
LOFSYWS001 | M6-0570 | WET PIPE FIRE SPRINKLER SYSTEM | Wet Pipe | PSY | PM | FOS | OPERATING | 3 | 2024-03-04
LOFSYWS101 | M7-0301 | WET PIPE FIRE SPRINKLER SYSTEM | Wet Pipe | PSY | PM | FOS | OPERATING | 3 | 2024-03-07
LOFSYWS201 | M7-0301 | WET PIPE FIRE SPRINKLER SYSTEM | Wet Pipe | PSY | PM | FOS | OPERATING | 3 | 2024-01-25
LOFSYWS301 | M7-0301 | WET PIPE FIRE SPRINKLER SYSTEM | Wet Pipe | PSY | PM | FOS | OPERATING | 3 | 2024-04-22
LOFSYWS401 | M7-0301 | WET PIPE FIRE SPRINKLER SYSTEM | Wet Pipe | PSY | PM | FOS | OPERATING | 3 | 2024-04-23
LOFSYWS501 | M7-0301 | WET PIPE FIRE SPRINKLER SYSTEM | Wet Pipe | PSY | PM | FOS | OPERATING | 3 | 2024-04-22
LOFSYWS601 | M7-0301 | WET PIPE FIRE SPRINKLER SYSTEM | Wet Pipe | PSY | PM | FOS | OPERATING | 3 | 2024-04-22
LOFSYWS701 | M7-0301 | WET PIPE FIRE SPRINKLER SYSTEM | Wet Pipe | PSY | PM | FOS | OPERATING | 3 | 2024-04-23
LOFSYWS801 | M7-0301 | WET PIPE FIRE SPRINKLER SYSTEM | Wet Pipe | PSY | PM | FOS | OPERATING | 3 | 2024-04-24
LOFUCNG001 | M7-0301 | Facility Natural Gas Piping | Gas Piping | MEC | PM | FOS | OPERATING | 4 | 2023-06-13
LOFUCNG002 | M7-0301 | Facility Natural Gas Piping | Gas Piping | MEC | PM | FOS | OPERATING | 3 | 2023-05-26
LOFWFFP001 | M7-0301 | Pump, Fire 1000 GPM @ 90 psi | Pump-Fire | WWS | PM | FOS | OPERATING | 3 | 2024-04-12
LOG01001 | M7-0301 | GENERATOR, 800KW, 480V | Generator-Stationary-Level 1 | ELV | PM/RI | FOS | OPERATING | 4 | 2024-05-09
LOG01001T | M7-0301 | Fuel Tank, DF-2, Registered, 1500 Gallons | Tanks-Fuel | ELV | PM/RI | FOS | OPERATING | 4 | 2024-04-18
LOG01002T | M7-0301 | Fuel Tank, DF-2, SPCC, 250 Gallons | Tanks-Fuel | ELV | PM/RI | FOS | OPERATING | 4 | 2024-05-10
LOS12001 | M6-0399 | BFP FEBCO 825Y 3/4 S/N R2156 | BFP | WWS | PM/AS | NOS | DECOMMISSIONED | 3 | 2019-02-27
LOS12002 | M6-0570 | BFP 2" PRESSURE VACUUM BREAKER, S/N 017739 | BFP | WWS | PM | FOS | OPERATING | 4 | 2023-08-15
LOS12006 | M6-0399 | BFP FEBCO 825Y 3/4" S/N 51581 | BFP | WWS | PM/AS | NOS | DECOMMISSIONED | 2 | 2019-03-11
LOS12010 | M6-0399 | BFP FEBCO 860 8" RP M/N 860, S/N F0204021136 | BFP | WWS | PM/AS | NOS | DECOMMISSIONED | 3 | 2019-02-26
LOS12012 | M6-0399 | BFP FEBCO 825Y 1-1/2" S/N 8450 LAWN/SPRINK | BFP | WWS | N/A | XSD | DECOMMISSIONED | 2 | 2014-02-03
LOS12013 | M6-0399 | BFP FEBCO 825Y 1-1/2" S/N P0397 LAWN/SPRINK | BFP | WWS | N/A | XSD | DECOMMISSIONED | 3 | 2017-02-20
LOS12016 | M6-0399 | BFP WATTS 909, 2" RP, S/N 267673 | BFP | WWS | PM/AS | NOS | DECOMMISSIONED | 3 | 2019-02-28
LOS12017 | M6-0399 | BFP FEBCO 805Y 3" S/N C7936 | BFP-Fire | WWS | PM/AS | NOS | DECOMMISSIONED | 3 | 2019-11-19
LOS12018 | M6-0399 | BFP FEBCO 805Y 3" S/N B1959 | BFP-Fire | WWS | PM/AS | NOS | DECOMMISSIONED | 3 | 2019-11-19
LOS12020 | M6-0399 | BFP FEBCO 825Y 3/4" RP S/N A049591 | BFP | WWS | PM/AS | NOS | DECOMMISSIONED | 3 | 2019-01-30
LOS12021 | M6-0399 | BFP FEBCO 825Y RPZ 3/4" S/N A049591 | BFP | WWS | PM/AS | NOS | DECOMMISSIONED | 3 | 2019-02-25
LOS12022 | M6-0399 | BFP WATTS 2" RP S/N 267672 | BFP | WWS | PM/AS | NOS | DECOMMISSIONED | 3 | 2019-02-27
LOS12023 | M6-0399 | BFP WATTS 3" S/N 129325 MODEL 709 | BFP-Fire | WWS | PM/AS | NOS | DECOMMISSIONED | 3 | 2019-09-30
LOS12025 | M6-0399 | RP BFP FEBCO 4" M/N 825SYDS S/N 9509261257 | BFP | WWS | PM/AS | NOS | DECOMMISSIONED | 2 | 2019-03-11
LOS12027 | M6-0399 | BFP FEBCO 3" M/N 805Y S/N 912010717 | BFP | WWS | PM/AS | NOS | DECOMMISSIONED | 4 | 2019-03-05
LOS12028 | M6-0399 | BFP WATTS 2" M/N 909 S/N 280707 | BFP | WWS | PM/AS | NOS | DECOMMISSIONED | 3 | 2019-03-01
LOS12030 | M6-0570 | BFP WILKINS 6" DC S/N F8405251519 M/N 856 | BFP-Fire | WWS | PM | FOS | OPERATING | 4 | 2024-02-13
LOS12031 | M6-0570 | BFP FEBCO 3" RP S/N F0406040652 M/N 860 | BFP | WWS | PM | FOS | OPERATING | 4 | 2024-05-09
LOS12032 | M6-0570 | BFP WILKINS 1" RP | BFP | WWS | PM | FOS | OPERATING | 4 | 2024-05-09
LOS12033 | M6-0399 | BFP RP, FEBCO 3/4" M/N 825YS, S/N A015271 | BFP | WWS | N/A | NAB | DECOMMISSIONED | 3 | 2016-06-16
LOS12034 | M6-0399 | BFP WATTS 909 3" RP, S/N 184059 | BFP | WWS | PM/AS | NOS | DECOMMISSIONED | 4 | 2019-01-25
LOS12035 | M6-0399 | BFP WATTS 909 3" RP, S/N 184060 | BFP | WWS | PM/AS | NOS | DECOMMISSIONED | 4 | 2019-01-25
LOS12036 | M6-0399 | BFP FEBCO 805YD 3" DC, S/N 9809301413 | BFP-Fire | WWS | PM/AS | NOS | DECOMMISSIONED | 3 | 2019-09-30
LOS12037 | M6-0399 | BFP FEBCO 805YD 3" DC, S/N 9809301416 | BFP-Fire | WWS | PM/AS | NOS | DECOMMISSIONED | 3 | 2019-09-30
LOS12038 | M6-0399 | BFP FEBCO 805YD 3" DC, S/N 9809301414 | BFP-Fire | WWS | PM/AS | NOS | DECOMMISSIONED | 3 | 2019-09-30
LOS12039 | M7-0301 | BFP WILKINS ZURN 1-1/2" RP | BFP | WWS | PM | FOS | OPERATING | 3 | 2023-10-18
LOS12040 | M7-0301 | BFP WILKINS ZURN 1-1/4" RP | BFP | WWS | PM | FOS | OPERATING | 3 | 2023-10-18
LOS12041 | M7-0301 | BFP Watts , 12"" DC, M/N 774 | BFP-Fire | WWS | PM | FOS | OPERATING | 3 | 2024-04-05
LOS12042 | M7-0301 | BFP Zurn, 6 " RP | BFP | WWS | PM | FOS | OPERATING | 3 | 2023-10-18
LOS12043 | M7-0301 | BFP Zurn, 1"" PVB, M/N 720-A | BFP | WWS | PM | FOS | OPERATING | 4 | 2019-10-11
LOU01001 | M7-0301 | UPS-140 [FIC2027] | UPS-With External Battery | ELV | PM | FOS | OPERATING | 4 | 2023-11-21
LP301001 | K6-0595 | Safety Shower Eyewash Combo | Shwr-Eyewash | WWS | PM | FOS | OPERATING | 3 | 2024-01-18
LP303001 | K6-0546 | SHOWER & EYEWASH SAFETY HAWS MN 8129-8346 | Shwr-Eyewash | WWS | PM | FOS | OPERATING | 3 | 2024-04-15
LPA06002 | K6-0546 | CHILLER-1 (480V Service disconnect mounted on wall) | Chiller-Package | HVC | N/A | XSD | DECOMMISSIONED | 3 | 2017-03-27
LPA07002 | K6-0546 | MLP East Refurb Air Handler AHU-1 (480V Service disconnect mounted on wall) | AHU-CHW-5T_30T | HVC | PM | FOS | OPERATING | 1 | 2023-10-31
LPACWCH001 | K6-0546 | CHILLER-1 (480V Local Service Disconnect) | Chiller-Package | HVC | PM | FOS | OPERATING | 3 | 2023-09-20
LPACWPP001 | K6-0546 | MLP East Refurb CW Pump P-1 (480V Service disconnect mounted on wall) | Pump-Pad Mount-(CHW/CW)-GT10HP | HVC | PM | FOS | OPERATING | 3 | 2023-09-23
LPE01001 | K6-0546 | SS 848 500KVA 13.8KV-480/277V FR3 TYPE PDMT COOPER | Transformers-Oil-MV | EHV | PT | FOS | OPERATING | 4 | 2023-10-29
LPE01010 | K6-0546 | Distribution Panel, 480 Volt, 1200 Amp, 3 Phase, Westinghouse, Panel USS-846 MCC | Panel-LV | ELV | PM | FOS | OPERATING | 1 | 2021-02-23
LPE02001-R1 | K6-0546 | SS 847 750KVA 13.8KV-480/277V OIL TYPE PDMT SQ D | Transformers-Oil-MV | EHV | PT | FOS | OPERATING | 4 | 2023-03-20
LPE03007 | K6-0546 | SS 846 500KVA 13.8KV/480V PDMT | Transformers-Oil-MV | EHV | PT | FOS | OPERATING | 4 | 2023-11-06
LPE04001 | K6-0546 | SS 850 250KVA 13.8KV-240/120V 1PH OIL TYPE PDMT RTS TRANS. | Transformers-Oil-MV | EHV | RTF | FOS | OPERATING | 4 | 2011-03-11
LPE90002 | K6-0595 | GROUNDING SYSTEM FACILITY ML1 ALL PEDESTAL-WEST | Grounding | ELV | PM | FOS | OPERATING | 3 | 2022-05-06
LPE90003 | K6-0546 | GROUNDING SYSTEM FACILITY ML3 ALL PEDESTAL-EAST | Grounding | ELV | PM | FOS | OPERATING | 4 | 2022-04-20
LPFPASN109 | K6-0595A | TORNADO WARNING SIREN USNG 17R NM 3382 6263 | TAWS | PSY | PM | FOS | OPERATING | 3 | 2024-01-26
LPFVV003 | K6-0546 | East Refurb Underground Isolation Valve, MPV-3 | Valves-Fire | WWS | PM | FOS | OPERATING | 3 | 2024-01-18
LPFWI001 | K6-0546 | Fire Protection MLP Interface | Water Interface | WWS | PM | FOS | OPERATING | 1 | 2024-02-23
LPFWI002 | K6-0546 | Potable Water MLP Interface | Water Interface | WWS | PM | FOS | OPERATING | 3 | 2024-01-11
LPFWI003 | K6-0546 | Safewaste MLP Interface | Water Interface | WWS | PM | FOS | OPERATING | 1 | 2024-02-23
LPS12001 | K6-0546 | BFP WATTS 909 2" S/N 1179898 | BFP | WWS | PM | FOS | OPERATING | 4 | 2023-12-20
LPS12002 | K6-0595 | BFP WATTS 4", LF 909, S/N 24239 | BFP | WWS | PM | FOS | OPERATING | 4 | 2024-01-17
LRS12001 | M6-0486 | BFP RP, 3/4", S/N W023366 | BFP | WWS | PM | FOS | OPERATING | 3 | 2024-02-17
LSSIR001 | J7-0337 | Pump, Transfer, East Holding Tank | Pump-Holding Tank-Pad B | WWS | PM | FOS | OPERATING | 3 | 2024-05-08
LU311004 | MLP-3 | MLP-3 Safety Showers (3) / Eyewashes (3) | Shwr-Eyewash | WWS | N/A | NAB | ABANDONED | 4 | 2011-08-19
LUA07022 | MLP-3 | AHU-22, (460 Volt, Service Disconnect Located in Compartment 7A ) | AHU-CHW-5T_30T | HVC | N/A | NAB | ABANDONED | 4 | 2012-11-29
LUA07023 | MLP-3 | AHU-23, (460 Volt Service Disconnect Located in Compartment 8A ) | AHU-CHW-5T_30T | HVC | N/A | NAB | ABANDONED | 4 | 2012-11-29
LUA07024 | MLP-3 | AHU-24, (460 Volt Service Disconnect Located in Compartment 10A ) | AHU-CHW-5T_30T | HVC | N/A | NAB | ABANDONED | 4 | 2012-11-29
LUA07025 | MLP-3 | AHU-25, (460 Volt Service Disconnect Located in Compartment 8A ) | AHU-CHW-5T_30T | HVC | N/A | NAB | ABANDONED | 4 | 2012-11-29
LUA07026 | MLP-3 | AHU-26, (460 Volt Service Disconnect Located in Compartment 9B ) | AHU-CHW-5T_30T | HVC | N/A | NAB | ABANDONED | 4 | 2012-11-29
LUA07027 | MLP-3 | AHU-27, (460 Volt Service Disconnect Located in Compartment 7B ) | AHU-CHW-5T_30T | HVC | N/A | NAB | ABANDONED | 4 | 2012-11-30
LUA07029 | MLP-3 | AHU-29, (460 Volt Service Disconnect Located in Compartment 22B ) | AHU-CHW-5T_30T | HVC | N/A | NAB | ABANDONED | 4 | 2012-11-30
LUA07030 | MLP-3 | AHU-30, (460 Volt Service Disconnect Located in Compartment 9B) | AHU-CHW-5T_30T | HVC | N/A | NAB | ABANDONED | 4 | 2012-11-30
LUA07031 | MLP-3 | AHU-31, (460 Volt Service Disconnect Located in Compartment 15B) | AHU-CHW-5T_30T | HVC | N/A | NAB | ABANDONED | 4 | 2012-11-30
LUA11021 | MLP-3 | FCU-21, (115 Volt Service Disconnect Located in Compartment 15A ) | AHU-CHW-5T_30T | HVC | N/A | NAB | ABANDONED | 4 | 2012-12-17
LUA11022 | MLP-3 | FCU-22, (460 Volt Service Disconnect Located in Compartment 43B) | AHU-CHW-5T_30T | HVC | N/A | NAB | ABANDONED | 2 | 2012-12-03
LUFFACP301 | MLP-3 | FACP, SIMPLEX 4100 | FACP | PSY | N/A | NAB | ABANDONED | 4 | 2011-04-19
LUFHA003 | MLP-3 | HALON FIRE SUPPRESSION SYSTEM, FILE VI, MLP-3 | Halon | PSY | N/A | NAB | ABANDONED | 4 | 2012-01-05
LUFSYWS002 | MLP-3 | WET PIPE FIRE SPRINKLER, NON-TYPICAL | Wet Pipe | PSY | N/A | NAB | ABANDONED | 3 | 2012-04-27
LUFSYWS016 | MLP-3 | WET PIPE FIRE SPRINKLER, NON-TYPICAL | Wet Pipe | PSY | N/A | NAB | ABANDONED | 3 | 2012-04-27
LUFSYWS043 | MLP-3 | WET PIPE FIRE SPRINKLER, NON-TYPICAL | Wet Pipe | PSY | N/A | NAB | ABANDONED | 3 | 2012-04-27
LV311004 | MLP-2 | MLP-2 Safety Showers (3)/Eyewashes (3) | Shwr-Eyewash | WWS | N/A | NAB | ABANDONED | 4 | 2011-08-19
LV311038 | MLP-2 | MLP-2 Firex Hose Reels | Fire-Hose | PSY | N/A | NAB | ABANDONED | 4 | 2011-08-30
LVE01002 | MLP-2 | SS 928A 1500KVA 13.8KV/480V DRY TYPE | Transformers-Dry-MV | EHV | N/A | XSD | DECOMMISSIONED | 4 | 2011-02-09
LVE02002 | MLP-2 | SS 928B 1500KVA 13.8KV/480V DRY TYPE | Transformers-Dry-MV | EHV | N/A | XSD | DECOMMISSIONED | 4 | 2011-02-12
LVFFACP201 | MLP-2 | FACP, SIMPLEX 4100 | FACP | PSY | N/A | NAB | ABANDONED | 5 | 2012-01-26
LVFHA002 | MLP-2 | HALON FIRE SUPPRESSION SYSTEM, FILE VI, MLP-2 | Halon | PSY | N/A | NAB | ABANDONED | 4 | 2011-11-21
LVFSYWS002 | MLP-2 | WET PIPE FIRE SPRINKLER, NON-TYPICAL | Wet Pipe | PSY | N/A | NAB | ABANDONED | 2 | 2012-07-03
LVFSYWS016 | MLP-2 | WET PIPE FIRE SPRINKLER, NON-TYPICAL | Wet Pipe | PSY | N/A | NAB | ABANDONED | 2 | 2012-07-03
LVFSYWS043 | MLP-2 | WET PIPE FIRE SPRINKLER, NON-TYPICAL | Wet Pipe | PSY | N/A | NAB | ABANDONED | 2 | 2012-07-03
LYE02001 | J7-0231 | SS 1030 500KVA 13.8KV/480V OIL TYPE PDMT COOPER | Transformers-Oil-MV | EHV | PM/PT | FOS | OPERATING | 4 | 2023-11-21
LYE03001 | J7-0231 | SS 1021A 500KVA 13.8KV/480V OIL TYPE PDMT COOPER | Transformers-Oil-MV | EHV | PM/PT | FOS | OPERATING | 4 | 2023-11-21
LYE04001 | J7-0231 | SS 1021B 500KVA 13.8KV/480V OIL TYPE PDMT COOPER | Transformers-Oil-MV | EHV | PM/PT | FOS | OPERATING | 4 | 2023-11-22
LYFWFFS001 | J7-0182 | Fire Protection, LOX Area | Fixed Spray | PSY | PM | FOS | OPERATING | 2 | 2023-10-25
M1201001 | K6-1096 | LIGHTNING PROTECTION | Lightning Prot | ELV | PM | FOS | OPERATING | 4 | 2021-07-01
M12ELITE | K6-1096 | LIGHTS, EMERGENCY & EXIT, K6-1096 | Emer-Exit Lights Self Testing | ELV | PM | FOS | OPERATING | 4 | 2024-04-14
M1303002 | K6-1096 | SHOWER & EYEWASH HAWS, M/N 8346, ACCESS AC-6 KEY | Shwr-Eyewash | WWS | N/A | XSD | DECOMMISSIONED | 4 | 2015-02-13
M1303003 | K6-1096 | PRV, CLAYTON, 2-1/2", M/N: 910157J, WEST UNIT | Valves-PRV | WWS | PM | FOS | OPERATING | 4 | 2023-06-29
M1303004 | K6-1096 | PRV, CLAYTON, 2-1/2", M/N: 910610, MIDDLE UNIT | Valves-PRV | WWS | PM | FOS | OPERATING | 4 | 2023-06-29
M1303005 | K6-1096 | PRV, CLAYTON, 2-1/2', M/N: 910157J, EAST UNIT | Valves-PRV | WWS | PM | FOS | OPERATING | 4 | 2023-06-29
M1308011 | K6-1096 | FILTER CUNO ON FOUNTAIN M1901011 | Filters-Water | WWS | PM | FOS | OPERATING | 3 | 2024-01-11
M1313001 | M7-0355 | Eyewash, Portable Encon | Shwr-Eyewash-Portable-Pressurized | WWS | N/A | XSD | DECOMMISSIONED | 3 | 2022-09-20
M1402002 | K6-1096 | Pump #1, Domestic Booster, Peerless, S/N 0171 | Pump-Dom | WWS | N/A | XSD | DECOMMISSIONED | 3 | 2020-07-08
M1402002-R1 | K6-1096 | Pump #1, Domestic Booster, Peerless, S/N 0171 | Pump-Dom | WWS | PM | FOS | OPERATING | 3 | 2024-01-10
M1402003 | K6-1096 | Pump #2, Domestic Booster, Peerless, S/N 0172 | Pump-Dom | WWS | PM | FOS | OPERATING | 3 | 2024-01-10
M1402004 | K6-1096 | Pump #3, Domestic Booster, Peerless, S/N 0173 | Pump-Dom | WWS | PM | FOS | OPERATING | 3 | 2024-01-10
M1501002 | K6-1096 | ROOF, OPERATIONS SUPPORT BUILDING, 55600 SF | Roof-BUR | STR | N/A | XSD | DECOMMISSIONED | 5 | 2018-02-15
M1501002-R1 | K6-1096 | ROOF, OPERATIONS SUPPORT BUILDING, 55600 SF | Roof-BUR | STR | PM | FOS | OPERATING | 4 | 2023-07-13
M1501004 | K6-1096 | OSB ENTRANCE AND COVERED WALKWAY, K6-1096 | Structure | STR | PM | FOS | OPERATING | 4 | 2023-06-19
M1504002 | K6-1096 | DOOR, AUTOMATIC, SLIDING, CENTER OPENING, LOBBY | Doors-Ped | MEC | PM | FOS | OPERATING | 4 | 2024-02-26
M1504003 | K6-1096 | DOOR, AUTOMATIC, SLIDING, CENTER OPENING, LOBBY | Doors-Ped | MEC | PM | FOS | OPERATING | 4 | 2024-02-26
M1600001 | K6-1096 | Elevator #1, Traction, OSB I, K6-1096 | Elevator, Traction, Gear | MEC | PM | FOS | OPERATING | 4 | 2024-05-02
M1600002 | K6-1096 | Elevator #2, Traction, OSB I, K6-1096 | Elevator, Traction, Gear | MEC | PM | FOS | OPERATING | 4 | 2024-05-02
M1600003 | K6-1096 | Elevator #3, Traction, OSB I, K6-1096 | Elevator, Traction, Gear | MEC | PM | FOS | OPERATING | 4 | 2024-05-02
M1600004 | K6-1096 | Elevator #4, Traction, OSB I, K6-1096 | Elevator, Traction, Gear | MEC | PM | FOS | OPERATING | 2 | 2016-03-30
M1600005 | K6-1096 | Elevator #5, Traction, OSB I, K6-1096 | Elevator, Traction, Gear | MEC | PM | FOS | OPERATING | 4 | 2024-04-10
M1600006 | K6-1249 | Elevator #6, Traction, OSB II, K6-1249 | Elevator, Traction, Gear | MEC | PM | FOS | OPERATING | 4 | 2024-05-10
M1600007 | K6-1249 | Elevator #7, Traction, OSB II, K6-1249 | Elevator, Traction, Gear | MEC | PM | FOS | OPERATING | 4 | 2024-05-10
M1600008 | K6-1249 | Elevator #8, Traction, OSB II, K6-1249 | Elevator, Traction, Gear | MEC | PM | FOS | OPERATING | 4 | 2024-05-10
M1600009 | K6-1249 | Elevator #9, Traction, OSB II, K6-1249 | Elevator, Traction, Gear | MEC | PM | FOS | OPERATING | 4 | 2024-05-10
M1600010 | K6-1249 | Elevator #10, Wheelchair Lift, OSB II, K6-1249 | Elevator, Lift-Personnel | MEC | PM | FOS | OPERATING | 4 | 2023-09-11
M1A08003 | K6-1096 | PUMP (CHILLED WATER) P1(480VAC, LOCAL SERVICE DISCONNECT RM 1213) | Pump-Pad Mount-(CHW/CW)-GT10HP | HVC | PM | FOS | OPERATING | 4 | 2023-11-01
M1A08004 | K6-1096 | PUMP (CHILLED WATER) P2 (480VAC, LOCAL SERVICE DISCONNECT RM 1213) | Pump-Pad Mount-(CHW/CW)-GT10HP | HVC | PM | FOS | OPERATING | 4 | 2023-11-01
M1A08005 | K6-1096 | PUMP (BOOSTER) P5 (480 VAC, LOCAL SERVICE DISCONNECT RM 1214) | Pump-Pad Mount-(CHW/CW)-GT10HP | HVC | PM | FOS | OPERATING | 3 | 2024-05-09
M1A08006 | K6-1096 | CONDENSATE PUMP CP-1(115VAC, LOCAL PLUG/RECPTACLE RM 1214A) | Pump-Vertical-(CHW/CW)-GT10HP | HVC | PM | FOS | OPERATING | 4 | 2023-10-25
M1A11001 | K6-1096 | Supply Fan SF-1, OSB I (480 VAC, Local Service Disconnect Room 1214) | AHU-CHW-GT30T | HVC | PM | FOS | OPERATING | 2 | 2024-03-28
M1A11002 | K6-1096 | Supply Fan, SF-2 (480 VAC, Local Service Disconnect Room 1214) | AHU-CHW-GT30T | HVC | PM | FOS | OPERATING | 2 | 2024-03-28
M1A11003 | K6-1096 | Supply Fan SF-3, OSB I (480 VAC, Local Service Disconnect Room 5208) | AHU-CHW-GT30T | HVC | N/A | XSD | DECOMMISSIONED | 2 | 2015-10-14
M1AIAAH003 | K6-1096 | Supply Fan SF-3, OSB I (480 VAC, Local Service Disconnect Room 5208) | AHU-CHW-GT30T | HVC | PM | FOS | OPERATING | 2 | 2024-03-14
M1DT1001 | K6-1096 | PUMP, DRAIN TREATMENT | Pump-Drain | WWS | PM | FOS | OPERATING | 4 | 2024-03-19
M1E01001 | K6-1096 | SS 1127A 1500KVA 13.8KV-277/480V 3PH GE | Transformers-Oil-MV | EHV | N/A | XSD | DECOMMISSIONED | 4 | 2020-09-15
M1E01001-D | K6-1096 | ATS-101, Automatic Transfer Switch | ATS | ELV | PM | FOS | OPERATING | 4 | 2023-10-10
M1E01081 | K6-1096 | SS-1128,Â Switchboard,Â OSBÂ I | Substation-LV-Draw Out | ELV | PM | FOS | OPERATING | 3 | 2018-02-04
M1E01082 | K6-1096 | SS-1127,Â Switchboard,Â OSBÂ I | Substation-LV-Draw Out | ELV | PM | FOS | OPERATING | 4 | 2022-01-20
M1E02001 | K6-1096 | SS 1127B 1500KVA 13.8KV-277/480V 3PH GE | Transformers-Oil-MV | EHV | N/A | XSD | DECOMMISSIONED | 4 | 2020-07-07
M1E03001 | K6-1096 | SS 1128A 1500KVA 13.8KV-277/480V 3PH GE | Transformers-Oil-MV | EHV | N/A | XSD | DECOMMISSIONED | 4 | 2020-09-18
M1E04001 | K6-1096 | SS 1128B 1500KVA 13.8KV-277/480V 3PH GE | Transformers-Oil-MV | EHV | N/A | XSD | DECOMMISSIONED | 4 | 2020-07-13
M1F20001 | K6-1096 | STANDPIPE SYSTEM / HOSE STATIONS, NW INTERIOR | Valves-Fire Hose | PSY | PM | FOS | OPERATING | 3 | 2024-01-15
M1F20002 | K6-1096 | CONTROL VALVE | Valves-Fire Supply | PSY | PM | FOS | OPERATING | 3 | 2023-08-18
M1F20003 | K6-1096 | CONTROL VALVE | Valves-Fire Supply | PSY | PM | FOS | OPERATING | 2 | 2021-02-10
M1F20004 | K6-1096 | STANDPIPE SYSTEM / HOSE STATIONS, SE INTERIOR | Valves-Fire Hose | PSY | PM | FOS | OPERATING | 4 | 2024-01-29
M1F20005 | K6-1096 | WET PIPE FIRE SPRINKLER | Wet Pipe | PSY | PM | FOS | OPERATING | 3 | 2023-12-05
M1F20006 | K6-1096 | WET PIPE FIRE SPRINKLER | Wet Pipe | PSY | PM | FOS | OPERATING | 3 | 2023-12-05
M1F41001 | K6-1096 | FACP, SIMPLEX 4100+ | FACP | PSY | N/A | XSD | DECOMMISSIONED | 3 | 2017-10-02
M1FFAAS001 | K6-1096 | AIR SAMPLING DETECTION SYSTEM #1, LASER PLUS | ASSD | PSY | PM | FOS | OPERATING | 3 | 2023-06-27
M1FFAAS002 | K6-1096 | AIR SAMPLING DETECTION SYSTEM #2, LASER PLUS | ASSD | PSY | PM | FOS | OPERATING | 3 | 2023-06-07
M1FFAAS003 | K6-1096 | AIR SAMPLING DETECTION SYSTEM #3, LASER COMP | ASSD | PSY | PM | FOS | OPERATING | 3 | 2023-06-08
M1FFAAS004 | K6-1096 | AIR SAMPLING DETECTION SYSTEM #4, LASER COMP | ASSD | PSY | PM | FOS | OPERATING | 5 | 2023-12-20
M1FFAAS005 | K6-1096 | AIR SAMPLING DETECTION SYSTEM #5, LASER COMP | ASSD | PSY | PM | FOS | OPERATING | 3 | 2023-06-08
M1FFAAS006 | K6-1096 | AIR SAMPLING DETECTION SYSTEM #6, LASER COMP | ASSD | PSY | PM | FOS | OPERATING | 3 | 2023-06-13
M1FFAAS007 | K6-1096 | AIR SAMPLING DETECTION SYSTEM #7, LASER PLUS | ASSD | PSY | PM | FOS | OPERATING | 3 | 2023-06-13
M1FFACPN17 | K6-1096 | FACP, FACILITY SIMPLEX 4100U | FACP | PSY | PM | FOS | OPERATING | 3 | 2023-08-09
M1FFART001 | K6-1096 | CENTRAL RADIO MONITORING SYSTEM (CRMS) TRANSCEIVER | CRMS | PSY | PM | FOS | OPERATING | 3 | 2023-06-15
M1FH1120 | K6-1096 | HYDRANT, FIRE, MUELLER 5-1/4" 1988 | Hydrant | WWS | PM | FOS | OPERATING | 3 | 2024-03-26
M1FH1185 | K6-1096 | HYDRANT, FIRE, MUELLER 5-1/4" 1988 | Hydrant | WWS | PM | FOS | OPERATING | 3 | 2024-03-26
M1FKPWL991 | K6-1096 | WIRELESS LOCKSET DOOR 2101 | Wireless Lockset | PSY | N/A | XSD | DECOMMISSIONED | 3 | 2023-11-08
M1FKPWL992 | K6-1096 | WIRELESS LOCKSET DOOR 2407 | Wireless Lockset | PSY | PM | FOS | OPERATING | 4 | 2023-11-14
M1FSYST002 | K6-1096 | STANDPIPE SYSTEM / HOSE STATIONS | Valves-Fire Hose | PSY | PM | FOS | OPERATING | 3 | 2023-12-26
M1FSYST003 | K6-1096 | STANDPIPE SYSTEM / HOSE STATIONS | Valves-Fire Hose | PSY | PM | FOS | OPERATING | 3 | 2023-12-26
M1FSYST901 | K6-1096 | FIRE DEPARTMENT CONNECTION | FDC | PSY | PM | FOS | OPERATING | 3 | 2023-12-14
M1FSYWS111 | K6-1096 | Wet Pipe Fire Sprinkler | Wet Pipe | PSY | PM | FOS | OPERATING | 4 | 2024-04-16
M1FSYWS122 | K6-1096 | Wet Pipe Fire Sprinkler | Wet Pipe | PSY | PM | FOS | OPERATING | 3 | 2024-04-12
M1FSYWS211 | K6-1096 | Wet Pipe Fire Sprinkler | Wet Pipe | PSY | PM | FOS | OPERATING | 3 | 2024-04-01
M1FSYWS222 | K6-1096 | Wet Pipe Fire Sprinkler | Wet Pipe | PSY | PM | FOS | OPERATING | 4 | 2024-04-17
M1FSYWS311 | K6-1096 | Wet Pipe Fire Sprinkler w/GN2 | Wet Pipe | PSY | PM | FOS | OPERATING | 3 | 2024-03-18
M1FSYWS322 | K6-1096 | Wet Pipe Fire Sprinkler w/GN2 | Wet Pipe | PSY | PM | FOS | OPERATING | 3 | 2024-02-14
M1FSYWS411 | K6-1096 | Wet Pipe Fire Sprinkler | Wet Pipe | PSY | PM | FOS | OPERATING | 3 | 2024-01-11
M1FSYWS422 | K6-1096 | Wet Pipe Fire Sprinkler | Wet Pipe | PSY | PM | FOS | OPERATING | 3 | 2024-01-11
M1FSYWS511 | K6-1096 | Wet Pipe Fire Sprinkler | Wet Pipe | PSY | PM | FOS | OPERATING | 3 | 2024-01-11
M1FSYWS522 | K6-1096 | Wet Pipe Fire Sprinkler | Wet Pipe | PSY | PM | FOS | OPERATING | 3 | 2024-01-11
M1FSYWS611 | K6-1096 | Wet Pipe Fire Sprinkler | Wet Pipe | PSY | PM | FOS | OPERATING | 3 | 2024-04-16
M1FSYWS622 | K6-1096 | Wet Pipe Fire Sprinkler | Wet Pipe | PSY | PM | FOS | OPERATING | 3 | 2023-09-06
M1S01001 | K6-1096 | PUMP FIRE | Pump-Fire | WWS | PM | FOS | OPERATING | 3 | 2024-05-03
M1S12001 | K6-1096 | BFP WATTS 909 3" S/N 128274 | BFP | WWS | N/A | XSD | DECOMMISSIONED | 5 | 2018-11-06
M1S12001-R1 | K6-1096 | BFP WATTS LF 909 3" S/N 008048 | BFP | WWS | PM | FOS | OPERATING | 4 | 2023-07-07
M1S12002 | K6-1096 | BFP WATTS 909 3" S/N 129171 | BFP | WWS | N/A | XSD | DECOMMISSIONED | 5 | 2018-11-06
M1S12002-R1 | K6-1096 | BFP WATTS LF 909 3" S/N 007788 | BFP | WWS | PM | FOS | OPERATING | 4 | 2023-07-12
M1S12003 | K6-1096 | BFP RAINBIRD 150R1 1-1/2" S/N 100089 | BFP | WWS | N/A | XSD | DECOMMISSIONED | 3 | 2016-07-07
M1S12004 | K6-1096 | BFP WATTS 709 6" S/N 242412 (ALARM TECH) | BFP-Fire | WWS | PM | FOS | OPERATING | 3 | 2024-03-29
M1S12006 | K6-1096 | BFP WATTS 709 6" S/N 242469 (ALARM TECH) | BFP-Fire | WWS | PM | FOS | OPERATING | 3 | 2024-03-29
M3-0003ELVVL | M3-0003 | BLDG. M3-0003 ELV ELECTRICAL LOW VOLTAGE SUBSYSTEMS | Emer Lights | ELV | HO | FOS | OPERATING | 4 | 2014-12-02
M3201001 | K6-1094 | LIGHTNING PROTECTION SYSTEM | Lightning Prot | ELV | N/A | NIC | NOT_IN_CONTRACT | 4 | 2011-06-05
M3303001 | K6-1094 | SHOWER & EYEWASH SAFETY BRADLEY OISD BATTERY RM | Shwr-Eyewash | WWS | N/A | NIC | NOT_IN_CONTRACT | 4 | 2011-04-04
M3303002 | K6-1094 | SHOWER & EYEWASH SAFETY BRADLEY UPS BATTERY RM | Shwr-Eyewash | WWS | N/A | NIC | NOT_IN_CONTRACT | 4 | 2011-04-04
M3303003 | K6-1094 | EYEWASH | Shwr-Eyewash | WWS | N/A | NIC | NOT_IN_CONTRACT | 4 | 2011-04-04
M3600001 | K6-1094 | Elevator, Hydraulic, PCC 1 (East Lobby) | Elevator | MEC | N/A | NIC | NOT_IN_CONTRACT | 4 | 2012-01-10
M3600002 | K6-1094 | Elevator, Hydraulic, PCC 2 (West Lobby) | Elevator | MEC | N/A | NIC | NOT_IN_CONTRACT | 4 | 2012-01-10
M3A08001 | K6-1094 | Pump P-1, Chilled Water (460V, Panel HB1, CB 10, Room 1103) | Pump-Pad Mount-(CHW/CW)-GT10HP | HVC | PM | FOS | OPERATING | 1 | 2024-03-27
M3A08002 | K6-1094 | Pump P-2, Chilled Water (460V, Panel DP3, CB 1, Room 1103) | Pump-Pad Mount-(CHW/CW)-GT10HP | HVC | PM | FOS | OPERATING | 3 | 2024-03-27
M3ABB001 | K6-1094 | Controls, PLC Backup Battery [FIC0006] | Battery-Controls | ELV | PM | FOS | OPERATING | 4 | 2023-12-04
M3E01001 | K6-1094 | SS 1132 2000KVA 13.8KV/480V SILICONE WEST | Transformers-Oil-MV | EHV | PM | FOS | OPERATING | 1 | 2023-10-27
M3E02001 | K6-1094 | SS 1133A 3000KVA 13.8KV/480V SILICONE WEST | Transformers-Oil-MV | EHV | PM | FOS | OPERATING | 3 | 2020-02-10
M3E03001 | K6-1094 | SS 1133B 3000KVA 13.8KV/480V SILICONE WEST | Transformers-Oil-MV | EHV | PM/PT | FOS | OPERATING | 4 | 2020-02-10
M3F20001 | K6-1094 | SPRINKLER SYS, SINGLE INTERLOCK PRE-ACTION VIKI | Pre-Action | PSY | N/A | NIC | NOT_IN_CONTRACT | 4 | 2011-11-08
M3F23001 | K6-1094 | VALVE, FIRE HOSE SYSTEM | Valves-Fire Hose | PSY | N/A | NIC | NOT_IN_CONTRACT | 4 | 2011-12-14
M3F23002 | K6-1094 | VALVE, FIRE HOSE SYSTEM | Valves-Fire Hose | PSY | N/A | NIC | NOT_IN_CONTRACT | 4 | 2011-12-14
M3F41001 | K6-1094 | PRE-ACTION CONTROL PANEL, FL 1 ONLY, SIMPLEX 4100 | FACP | PSY | N/A | NIC | NOT_IN_CONTRACT | 2 | 2011-09-16
M3FFART001 | K6-1094 | CENTRAL RADIO MONITORING SYSTEM (CRMS) TRANSCEIVER | CRMS | PSY | PM | FOS | OPERATING | 4 | 2024-04-26
M3FH1020 | K6-1094 | HYDRANT, FIRE, MUELLER 5-1/4" 1981 | Hydrant | WWS | PM | FOS | OPERATING | 4 | 2024-04-23
M3FH1065 | K6-1094 | HYDRANT, FIRE, MUELLER 5-1/4" 1990 | Hydrant | WWS | PM | FOS | OPERATING | 4 | 2024-04-23
M3FKPCP029 | K6-1094 | INTELLIGENT SYSTEM CONTROLLER #29 | ESS | PSY | N/A | NIC | NOT_IN_CONTRACT | 4 | 2011-05-26
M3FKPCP046 | K6-1145 | INTELLIGENT SYSTEM CONTROLLER #46 | ESS | PSY | PM | FOS | OPERATING | 3 | 2024-04-09
M3FKPDP291 | K6-1094 | DOOR PORTAL | Door Portal | PSY | N/A | NIC | NOT_IN_CONTRACT | 3 | 2011-05-26
M3FKPDP292 | K6-1094 | DOOR PORTAL | Door Portal | PSY | N/A | NIC | NOT_IN_CONTRACT | 4 | 2011-05-26
M3FKPDP293 | K6-1094 | DOOR PORTAL | Door Portal | PSY | N/A | NIC | NOT_IN_CONTRACT | 4 | 2011-05-27
M3FKPDP461 | K6-1145 | DOOR PORTAL SECURITY SYSTEM | Door Portal | PSY | PM | FOS | OPERATING | 3 | 2024-04-05
M3FSYWS002 | K6-1094 | WET PIPE SPRINKLER SYSTEM | Wet Pipe | PSY | N/A | NIC | NOT_IN_CONTRACT | 4 | 2012-02-02
M3FSYWS003 | K6-1094 | WET PIPE SPRINKLER SYSTEM 4" | Wet Pipe | PSY | N/A | NIC | NOT_IN_CONTRACT | 4 | 2012-02-03
M3S01004 | K6-1094 | PUMP FIRE 8" X 6" X 12", 50 HP, 750GP | Pump-Fire | WWS | N/A | NIC | NOT_IN_CONTRACT | 4 | 2011-04-08
M3S12001 | K6-1094 | BFP WATT RPZ 909 3" S/N 136525 E.UNIT | BFP | WWS | N/A | XSD | DECOMMISSIONED | 3 | 2015-01-09
M3S12001-R1 | K6-1094 | BFP, WATTS, 3" RP, S/N 001573 | BFP | WWS | PM | FOS | OPERATING | 3 | 2024-02-04
M3S12002 | K6-1094 | BFP WATTS RPZ 909 3" S/N 136513 W.UNIT | BFP | WWS | N/A | XSD | DECOMMISSIONED | 2 | 2021-01-14
M3S12002-R1 | K6-1094 | BFP WATTS RPZ 909 3" S/N 136513 W.UNIT | BFP | WWS | PM | FOS | OPERATING | 4 | 2024-04-25
M3S12003 | UK-0031 | BFP WATTS 909 6" S/N 244671 S.UNIT | BFP-Fire | WWS | PM | FOS | OPERATING | 4 | 2024-02-08
M3S12004 | UK-0031 | BFP WATTS 909 6" S/N 244723 N.UNIT | BFP-Fire | WWS | PM | FOS | OPERATING | 4 | 2024-04-30
M3S12005 | K6-1094 | BFP RAINBIRD S/N 631322 PRES VAC BRKPRESS VAC BRK | BFP | WWS | N/A | NIC | NOT_IN_CONTRACT | 3 | 2012-01-27
M4501002 | TRM-0037 | ROOF, TEMP BLDG #56 | Roof-Metal | STR | PM | FOS | OPERATING | 2 | 2021-06-23
M5501004 | J6-2126 | ROOF, REST ROOMS, SHINGLE, 930 SF | Roof-Shingle | STR | N/A | NIC | NOT_IN_CONTRACT | 4 | 2012-08-01
M5A00001 | J6-2025 | CONDENSING UNIT, ARCO AIRE S/N L930468793 | AHU-DX-Condenser | HVC | N/A | NIC | NOT_IN_CONTRACT | 4 | 2013-10-25
M5A01001 | J6-2025 | AIR HANDLING UNIT, DX | AHU-DX-5T_30T | HVC | N/A | NIC | NOT_IN_CONTRACT | 4 | 2014-05-22
M5A10001 | J6-2025 | AIR TEMP XDUCER | Controls | HVC | N/A | NIC | NOT_IN_CONTRACT | 4 | 2010-09-23
M5E01001 | J6-2025 | SS 1123 112.5KVA 13.8KV-480/277V OIL TYPE PDMT ROBERTS | Transformers-Oil-MV | EHV | PT | FOS | OPERATING | 4 | 2023-09-01
M5S12001 | UK-0031 | BFP 2" RPZ, S/N 417556 | BFP | WWS | PM | FOS | OPERATING | 3 | 2023-11-02
M6-0136ELVLU | M6-0136 | BLDG. M6-0136 ELV LIGHTNING PROTECTION SUBSYSTEMS | System | ELV | HO | FOS | OPERATING | 4 | 2010-09-27
M6-0278ELVVL | M6-0278 | BLDG. M6-0278 ELV ELECTRICAL LOW VOLTAGE SUBSYSTEMS | Panel-LV | ELV | RTF | FOS | OPERATING | 3 | 2010-09-16
M6-0329ELVVL | M6-0329 | BLDG. M6-0329 ELV ELECTRICAL LOW VOLTAGE SUBSYSTEMS | Panel-LV | ELV | RTF | FOS | OPERATING | 3 | 2010-10-11
M6-0399HVC | M6-0399 | BLDG. M6-0399 HVAC SYSTEMS (HVC) | System | HVC | N/A | XSD | DECOMMISSIONED | 5 | 2010-10-06
M6-0486TANK1 | M6-0486 | BLDG. M6-0486, 200 Gallon TANK, (North-Universal ATF) | Tanks-Fuel | FMT | PM | FOS | OPERATING | 4 | 2024-04-26
M6-0486TANK2 | M6-0486 | BLDG. M6-0486, 200 Gallon Tank (North Center-Tractor hydraulic fluid) | Tanks-Fuel | FMT | PM | FOS | OPERATING | 4 | 2024-04-26
M6-0486TANK3 | M6-0486 | BLDG. M6-0486, 200 Gallon Tank (South Center-15W-40 Motor Oil) | Tanks-Fuel | FMT | PM | FOS | OPERATING | 4 | 2024-04-26
M6-0486TANK4 | M6-0486 | BLDG. M6-0486, 200 Gallon Tank (South-AW68 Hydraulic Oil) | Tanks-Fuel | FMT | PM | FOS | OPERATING | 4 | 2024-04-26
M6-0486TANK5 | M6-0486 | BLDG. M6-0486, 200 Gallon Tank (80W-90 Gear Oil) | Tanks-Fuel | FMT | PM | FOS | OPERATING | 4 | 2024-04-26
M6-0486TANK6 | M6-0486 | BLDG. M6-0486, 300 Gallon Condensate tank | Tanks-Fuel | HVC | PM | FOS | OPERATING | 3 | 2024-04-25
M6-0489ELVLU | M6-0489 | BLDG. M6-0489 ELV LIGHTNING PROTECTION SUBSYSTEMS | Lightning Prot | ELV | PM | FOS | OPERATING | 3 | 2021-09-09
M6-0490ELVLU | M6-0490 | BLDG. M6-0490 ELV LIGHTNING PROTECTION SUBSYSTEMS | Lightning Prot | ELV | PM | FOS | OPERATING | 4 | 2022-02-08
M6-0493ELVLU | M6-0493 | BLDG. M6-0493 ELV LIGHTNING PROTECTION SUBSYSTEMS | Lightning Prot | ELV | PM | FOS | OPERATING | 4 | 2022-05-18
M6-0536ADRUM1 | M6-0536A | BLDG. M6-0536A, 55 Gallon Drum | Drum | FMT | PM | FOS | OPERATING | 4 | 2024-04-25
M6-0536AELVLU | M6-0536A | BLDG. M6-0536A ELV LIGHTNING PROTECTION SUBSYSTEMS | Lightning Prot | ELV | PM | FOS | OPERATING | 3 | 2021-07-28
M6-0536ATANK1 | M6-0536A | BLDG. M6-0536A, 300 Gallon Stainless Tank (used oil) | Tanks-Fuel | FMT | PM | FOS | OPERATING | 4 | 2024-04-25
M6-0536ATANK2 | M6-0536A | BLDG. M6-0536A, 300 Gallon polypropyleneTank (used oil) | Tanks-Fuel | FMT | PM | FOS | OPERATING | 4 | 2024-04-26
M6-0688ELVFG | M6-0688 | BLDG. M6-0688 ELV FACILITY GROUNDING SUBSYSTEMS | Grounding | ELV | PM | FOS | OPERATING | 4 | 2021-12-20
M6-0794ELVLU | M6-0794 | BLDG. M6-0794 ELV LIGHTNING PROTECTION SUBSYSTEMS | Lightning Prot | ELV | PM | FOS | OPERATING | 4 | 2022-05-16
M6-0894DRUM1 | M6-0894 | BLDG. M6-0894, 55 Gallon Drum | Drum | FMT | PM | FOS | OPERATING | 4 | 2024-04-25
M6-0996EHV | M6-0996 | BLDG. M6-0996 ELECTRICAL HIGH VOLTAGE SYSTEMS (EHV) | System | EHV | PM | FOS | OPERATING | 4 | 2023-09-29
M6-1626ELVVL | M6-1626 | BLDG. M6-1626 ELV ELECTRICAL LOW VOLTAGE SUBSYSTEMS | Emer-Exit Lights Self Testing 2 | ELV | RTF | FOS | OPERATING | 4 | 2017-12-04
M6-1731ELVLU | M6-1731 | BLDG. M6-1731 ELV LIGHTNING PROTECTION SUBSYSTEMS | Lightning Prot | ELV | PM/TS | NAB | ABANDONED | 4 | 2022-02-08
M7-0286ELVVL | M7-0286 | BLDG. M7-0286 ELV ELECTRICAL LOW VOLTAGE SUBSYSTEMS | Panel-LV | ELV | RTF | FOS | OPERATING | 3 | 2011-04-01
M7-0351ELVLU | M7-0351 | BLDG. M7-0351 ELV LIGHTNING PROTECTION SUBSYSTEMS | Lightning Prot | ELV | PM | FOS | OPERATING | 4 | 2023-03-01
M7-0355CALCP01 | M7-0355 | COUNTER,PARTICLES | IEMS Location-Particle Counter | HVC | N/A | XSD | DECOMMISSIONED | 3 | 2021-04-13
M7-0355CALCP02 | M7-0355 | COUNTER, PARTICLES | IEMS Location-Particle Counter | HVC | N/A | XSD | DECOMMISSIONED | 3 | 2021-04-13
M7-0355CALCP03 | M7-0355 | COUNTER, PARTICLES | IEMS Location-Particle Counter | HVC | N/A | XSD | DECOMMISSIONED | 3 | 2021-04-13
M7-0355CALCP05 | M7-0355 | COUNTER, PARTICLES | IEMS Location-Particle Counter | HVC | N/A | XSD | DECOMMISSIONED | 4 | 2020-06-17
M7-0355CALCP08 | M7-0355 | COUNTER, PARTICLES | IEMS Location-Particle Counter | HVC | N/A | XSD | DECOMMISSIONED | 1 | 2020-06-18
M7-0355ELVVL | M7-0355 | BLDG. M7-0355 ELV ELECTRICAL LOW VOLTAGE SUBSYSTEMS | Emer Lights | ELV | HO | FOS | OPERATING | 2 | 2015-11-04
M7-0360CALCP01 | M7-0360 | COUNTER, PARTICLES | IEMS Location-Particle Counter | HVC | N/A | XSD | DECOMMISSIONED | 1 | 2021-03-18
M7-0360CALCP02 | M7-0360 | COUNTER, PARTICLES | IEMS Location-Particle Counter | HVC | N/A | XSD | DECOMMISSIONED | 4 | 2020-06-12
M7-0360CALCP03 | M7-0360 | COUNTER, PARTICLES | IEMS Location-Particle Counter | HVC | N/A | XSD | DECOMMISSIONED | 1 | 2021-03-18
M7-0360CALCP04 | M7-0360 | COUNTER, PARTICLES | IEMS Location-Particle Counter | HVC | N/A | XSD | DECOMMISSIONED | 4 | 2020-06-12
M7-0360CALCP05 | M7-0360 | COUNTER, PARTICLES | IEMS Location-Particle Counter | HVC | N/A | XSD | DECOMMISSIONED | 1 | 2020-09-24
M7-0360CALCP06 | M7-0360 | COUNTER, PARTICLES | IEMS Location-Particle Counter | HVC | N/A | XSD | DECOMMISSIONED | 1 | 2021-01-19
M7-0360CALCP07 | M7-0360 | COUNTER, PARTICLES | IEMS Location-Particle Counter | HVC | N/A | XSD | DECOMMISSIONED | 1 | 2021-01-19
M7-0360CALCP08 | M7-0360 | COUNTER, PARTICLES | IEMS Location-Particle Counter | HVC | N/A | XSD | DECOMMISSIONED | 1 | 2021-03-18
M7-0360CALCP09 | M7-0360 | COUNTER, PARTICLES | IEMS Location-Particle Counter | HVC | N/A | XSD | DECOMMISSIONED | 1 | 2021-03-18
M7-0360CALCP10 | M7-0360 | COUNTER, PARTICLES | IEMS Location-Particle Counter | HVC | N/A | XSD | DECOMMISSIONED | 1 | 2021-01-19
M7-0360CALTTH01 | M7-0360 | TRANSMITTER,TEMP, HUMIDITY | IEMS Location-Temp-Humidity Trans. | HVC | N/A | XSD | DECOMMISSIONED | 4 | 2020-06-24
M7-0360CALTTH02 | M7-0360 | TRANSMITTER, TEMP, HUMIDITY | IEMS Location-Temp-Humidity Trans. | HVC | N/A | XSD | DECOMMISSIONED | 4 | 2020-12-09
M7-0360CALTTH03 | M7-0360 | TRANSMITTER, TEMP, HUMIDITY | IEMS Location-Temp-Humidity Trans. | HVC | N/A | XSD | DECOMMISSIONED | 4 | 2020-10-29
M7-0360CALTTH04 | M7-0360 | TRANSMITTER, TEMP, HUMIDITY | IEMS Location-Temp-Humidity Trans. | HVC | N/A | XSD | DECOMMISSIONED | 4 | 2020-08-20
M7-0360CALTTH05 | M7-0360 | TRANSMITTER, TEMP, HUMIDITY | IEMS Location-Temp-Humidity Trans. | HVC | N/A | XSD | DECOMMISSIONED | 4 | 2020-08-20
M7-0360CALTTH06 | M7-0360 | TRANSMITTER, TEMP, HUMIDITY | IEMS Location-Temp-Humidity Trans. | HVC | N/A | XSD | DECOMMISSIONED | 4 | 2020-12-18
M7-0360CALTTH07 | M7-0360 | TRANSMITTER TEMP HUMIDITY | IEMS Location-Temp-Humidity Trans. | HVC | N/A | XSD | DECOMMISSIONED | 4 | 2020-08-27
M7-0360CALTTH08 | M7-0360 | TRANSMITTER, TEMP, HUMIDITY | IEMS Location-Temp-Humidity Trans. | HVC | N/A | XSD | DECOMMISSIONED | 4 | 2020-06-24
M7-0360CALTTH09 | M7-0360 | TRANSMITTER, TEMP, HUMIDITY | IEMS Location-Temp-Humidity Trans. | HVC | N/A | XSD | DECOMMISSIONED | 4 | 2020-06-12
M7-0360CALTTH10 | M7-0360 | TRANSMITTER, TEMP, HUMIDITY | IEMS Location-Temp-Humidity Trans. | HVC | N/A | XSD | DECOMMISSIONED | 4 | 2020-07-02
M7-0360CALTTH11 | M7-0360 | TRANSMITTER, TEMP, HUMIDITY | IEMS Location-Temp-Humidity Trans. | HVC | N/A | XSD | DECOMMISSIONED | 4 | 2020-12-08
M7-0361AELVFG | M7-0361A | BLDG. M7-0361A ELV FACILITY GROUNDING SUBSYSTEMS | Lightning-Grounding | ELV | PM | FOS | OPERATING | 4 | 2020-07-17
M7-0361ELVLU | M7-0361 | BLDG. M7-0361 ELV LIGHTNING PROTECTION SUBSYSTEM | Lightning Prot | ELV | PM | FOS | OPERATING | 4 | 2020-07-17
M7-0362ELVLU | M7-0362 | BLDG. M7-0362 ELV LIGHTNING PROTECTION SUBSYSTEMS | Lightning Prot | ELV | PM | FOS | OPERATING | 4 | 2020-06-19
M7-0404ELVLU | M7-0404 | BLDG. M7-0404 ELV LIGHTNING PROTECTION SUBSYSTEMS | Lightning Prot | ELV | PM | FOS | OPERATING | 4 | 2022-06-28
M7-0407ADRUM1 | M7-0407A | BLDG. M7-0407A, 55 Gallon Drum | Drum | HVC | PM | FOS | OPERATING | 4 | 2024-04-18
M7-0407AELVLU | M7-0407A | BLDG. M7-0407A ELV LIGHTNING PROTECTION SUBSYSTEMS | Lightning Prot | ELV | PM | FOS | OPERATING | 4 | 2021-06-08
M7-0407HVCCN | M7-0407 | BLDG. M7-0407 HVC CONTROL AIR SUBSYSTEMS | System | HVC | PM | FOS | OPERATING | 2 | 2018-02-19
M7-0459ELVLU | M7-0459 | BLDG. M7-0459 ELV LIGHTNING PROTECTION SUBSYSTEMS | Lightning Prot | ELV | PM | FOS | OPERATING | 4 | 2021-02-05
M7-0508ELVFG | M7-0508 | BLDG. M7-0508 ELV FACILITY GROUNDING SUBSYSTEMS | Grounding | ELV | PM | FOS | OPERATING | 3 | 2022-03-18
M7-0555ADRUM2 | M7-0555A | 55 Gallon Drum (up to 9 New and Used Oil) | Drum | HVC | PM | FOS | OPERATING | 3 | 2024-04-24
M7-0557ELVFG | M7-0557 | BLDG. M7-0557 ELV FACILITY GROUNDING SUBSYSTEMS | Grounding | ELV | PM | FOS | OPERATING | 4 | 2020-12-01
M7-0557ELVLU | M7-0557 | BLDG. M7-0557 ELV LIGHTNING PROTECTION SUBSYSTEMS | Lightning Prot | ELV | PM | FOS | OPERATING | 4 | 2023-03-12
M7-0581TANK1 | M7-0581 | BLDG. M7-0581, 300 Gallon Condensate Tank | Tanks-Fuel | HVC | N/A | XSD | DECOMMISSIONED | 1 | 2021-11-15
M7-0581TANK1-R1 | M7-0581 | BLDG. M7-0581, 300 Gallon Condensate Tank | Tanks-Fuel | HVC | PM/RI | FOS | OPERATING | 4 | 2024-04-24
M7-0776AELVLU | M7-0776A | BLDG. M7-0776A ELV LIGHTNING PROTECTION SUBSYSTEMS | Lightning Prot | ELV | PM | FOS | OPERATING | 4 | 2022-12-06
M7-0912ELVFG | M7-0912 | BLDG. M7-0912 ELV FACILITY GROUNDING SUBSYSTEMS | Grounding | ELV | PM | FOS | OPERATING | 3 | 2021-12-23
M7-1059ELVLU | M7-1059 | BLDG. M7-1059 ELV LIGHTNING PROTECTION SUBSYSTEMS | Lightning Prot | ELV | PM | FOS | OPERATING | 4 | 2023-06-20
M7-1104BELVLU | M7-1104B | BLDG. M7-1104B ELV LIGHTNING PROTECTION SUBSYSTEMS | Lightning Prot | ELV | PM | FOS | OPERATING | 4 | 2019-08-03
M7-1104CALCP01 | M7-1104 | COUNTER, PARTICLES | IEMS Location-Particle Counter | HVC | N/A | XSD | DECOMMISSIONED | 4 | 2020-09-10
M7-1104CALCP02 | M7-1104 | COUNTER, PARTICLES | IEMS Location-Particle Counter | HVC | N/A | XSD | DECOMMISSIONED | 3 | 2020-07-21
M7-1104CALCP03 | M7-1104 | COUNTER, PARTICLES | IEMS Location-Particle Counter | HVC | N/A | XSD | DECOMMISSIONED | 4 | 2021-01-15
M7-1150STRBR | M7-1150 | BLDG. M7-1150 STR BRIDGE SUBSYSTEMS | Bridge-Structure | STR | PM | FOS | OPERATING | 3 | 2023-02-08
M7-1354AELV | M7-1354A | BLDG. M7-1354A ELECTRICAL LOW VOLTAGE SYSTEMS (ELV) | System | ELV | N/A | XSD | DECOMMISSIONED | 4 | 2016-06-22
M7-1354CALCP01 | M7-1354 | COUNTER, PARTICLES | IEMS Location-Particle Counter | HVC | N/A | XSD | DECOMMISSIONED | 1 | 2020-08-28
M7-1354CALCP02 | M7-1354 | COUNTER, PARTICLES | IEMS Location-Particle Counter | HVC | N/A | XSD | DECOMMISSIONED | 1 | 2020-08-18
M7-1354CALCP03 | M7-1354 | COUNTER, PARTICLES | IEMS Location-Particle Counter | HVC | N/A | XSD | DECOMMISSIONED | 1 | 2020-08-18
M7-1354CALTTH01 | M7-1354 | TRANSMITTER, TEMP, HUMIDITY | IEMS Location-Temp-Humidity Trans. | HVC | N/A | XSD | DECOMMISSIONED | 4 | 2020-08-18
M7-1354CALTTH02 | M7-1354 | TRANSMITTER, TEMP, HUMIDITY | IEMS Location-Temp-Humidity Trans. | HVC | N/A | XSD | DECOMMISSIONED | 4 | 2020-12-07
M7-1354CALTTH03 | M7-1354 | TRANSMITTER, TEMP, HUMIDITY | IEMS Location-Temp-Humidity Trans. | HVC | N/A | XSD | DECOMMISSIONED | 4 | 2020-08-25
M7-1354ELV | M7-1354 | BLDG. M7-1354 ELECTRICAL LOW VOLTAGE SYSTEMS (ELV) | System | ELV | HO | FOS | OPERATING | 4 | 2016-03-25
M7-1354ELVCP | M7-1354 | BLDG. ELV CATHODIC PROTECTION SUBSYSTEMS | Cathodic Prot | ELV | PM | FOS | OPERATING | 4 | 2024-04-08
M7-1354TANK1 | M7-1354 | BLDG. M7-1354, 500 Gallon Tank | Tanks-Fuel | FMT | PM | FOS | OPERATING | 4 | 2024-05-02
M7-1362DRUM1 | M7-1362 | BLDG. M6-1362, 55 Gallon Drum | Drum | FMT | PM | FOS | OPERATING | 4 | 2024-04-25
M7-1417ELVFG | M7-1417 | BLDG. M7-1417 ELV FACILITY GROUNDING SUBSYSTEMS | Grounding-Fence | ELV | N/A | XSD | DECOMMISSIONED | 4 | 2011-01-14
M7-1470ELVLU | M7-1470 | BLDG. M7-1470 ELV LIGHTNING PROTECTION SUBSYSTEMS | Lightning Prot | ELV | PM/TS | NAB | ABANDONED | 3 | 2022-02-28
M7-1509ELVLU | M7-1509 | BLDG. M7-1509 ELV LIGHTNING PROTECTION SUBSYSTEMS | Lightning-Grounding | ELV | PM | FOS | OPERATING | 4 | 2023-05-17
M72ELITE | M6-0740 | LIGHTS, EMERGENCY & EXIT, M6-0740 | Emer-Exit Lights Self Testing 2 | ELV | RTF | FOS | OPERATING | 3 | 2017-08-16
M7308001 | M6-0883 | FILTER, WATER, AQUA PURE | Filters-Water | WWS | PM | FOS | OPERATING | 4 | 2024-02-01
M7308002 | M6-0883 | FILTER, WATER, CUNO | Filters-Water | WWS | PM | FOS | OPERATING | 3 | 2023-12-07
M7308003 | M6-0883 | FILTER, WATER | Filters-Water | WWS | PM | FOS | OPERATING | 4 | 2023-05-26
M7501002 | M6-0883 | ROOF, KENNEDY CHILDREN'S CENTER, BUR, 6620 SF | Roof-BUR | STR | N/A | XSD | DECOMMISSIONED | 4 | 2018-02-20
M7501002-R1 | M6-0883 | ROOF, KENNEDY CHILDREN'S CENTER, BUR, 6620 SF | Roof-BUR | STR | RTF | FOS | OPERATING | 3 | 2022-09-21
M7501003 | M6-0740 | ROOF, NASA EXCHANGE STRG BLDG, METAL, 2514 SF | Roof-Metal | STR | PM | FOS | OPERATING | 3 | 2022-11-07
M7501004 | M6-0883 | ROOF, KENNEDY CHILDREN'S CENTER, BUR, 6620 SF | Roof-Single Ply | STR | PM | FOS | OPERATING | 3 | 2023-09-22
M7AIAAX001 | M6-0740 | AIR HANDLING UNIT, DX, S/N 5062UCDBD | AHU-DX-5T_30T | HVC | PM | FOS | OPERATING | 2 | 2024-03-05
M7AIACU001 | M6-0740 | CONDENSING UNIT, S/N 5024WWE2F | AHU-DX-Condenser | HVC | PM/AS | FOS | OPERATING | 4 | 2012-06-15
M7AIACU002 | M6-0740 | CONDENSING UNIT,S/N 4373UE34F | AHU-DX-Condenser | HVC | PM/AS | FOS | OPERATING | 4 | 2012-06-15
M7AIAUA001 | M6-0883 | AHU, PACKAGE ROOF TOP | AHU-DX-Package-LT5T | HVC | N/A | XSD | DECOMMISSIONED | 2 | 2019-12-19
M7AIAUA001-R1 | M6-0883 | RTU-1 | AHU-DX-Package-5T_30T | HVC | PM | FOS | OPERATING | 4 | 2024-04-01
M7AIAUA002 | M6-0883 | AHU, PACKAGE ROOF TOP | AHU-DX-Package-LT5T | HVC | N/A | XSD | DECOMMISSIONED | 2 | 2019-12-19
M7AIAUA002-R1 | M6-0883 | RTU-2 | AHU-DX-Package-5T_30T | HVC | PM | FOS | OPERATING | 3 | 2024-04-02
M7AIAUA003 | M6-0883 | AHU, PACKAGE ROOF TOP | AHU-DX-Package-LT5T | HVC | N/A | XSD | DECOMMISSIONED | 2 | 2019-12-19
M7AIAUA003-R1 | M6-0883 | RTU-3 | AHU-DX-Package-5T_30T | HVC | PM | FOS | OPERATING | 4 | 2024-04-02
M7E01001 | M6-0883 | SS 108 225KVA 13200V-480/277V GE | Transformers-Oil-MV | EHV | PT | FOS | OPERATING | 4 | 2023-01-08
M7F20001 | M6-0883 | WET PIPE FIRE SPRINKLER SYSTEM | Wet Pipe | PSY | PM | FOS | OPERATING | 3 | 2024-02-13
M7F41001 | M6-0883 | SIMPLEX 4100 FACP | FACP | PSY | PM | FOS | OPERATING | 3 | 2023-09-14
M7FAC6000 | M7-0656 | Roof, Parachute Storage Bldg, BUR, 5100 SF | Roof-BUR | STR | N/A | XSD | DECOMMISSIONED | 5 | 2012-10-23
M7FH1090 | M6-0883 | HYDRANT, FIRE, MUELLER 5-1/4, 2010 | Hydrant | WWS | PM | FOS | OPERATING | 4 | 2023-09-29
M7FH1120 | M6-0883 | HYDRANT, FIRE | Hydrant | WWS | PM | FOS | OPERATING | 2 | 2023-09-28
M7FH1270 | M6-0883 | HYDRANT, FIRE | Hydrant | WWS | PM | FOS | OPERATING | 4 | 2023-10-13
M7FKPCP039 | M6-0883 | INTELLIGENT SYSTEM CONTROLLER #39 | ESS | PSY | PM | FOS | OPERATING | 3 | 2024-03-04
M7FKPDP391 | M6-0883 | Door Portal | Door Portal | PSY | PM | FOS | OPERATING | 3 | 2024-03-04
M7FKPDP392 | M6-0883 | Door Portal | Door Portal | PSY | PM | FOS | OPERATING | 3 | 2024-03-04
M7FKPDP393 | M6-0883 | Door Portal | Door Portal | PSY | PM | FOS | OPERATING | 4 | 2024-03-04
M7FKPDP394 | M6-0883 | Door Portal | Door Portal | PSY | PM | FOS | OPERATING | 4 | 2024-03-04
M7FKPDP395 | M6-0883 | Door Portal | Door Portal | PSY | PM | FOS | OPERATING | 4 | 2024-03-04
M7FKPDP396 | M6-0883 | Door Portal | Door Portal | PSY | PM | FOS | OPERATING | 3 | 2024-03-04
M7FKPDP397 | M6-0883 | Door Portal | Door Portal | PSY | PM | FOS | OPERATING | 3 | 2024-03-04
M7FKPDP398 | M6-0883 | Door Portal | Door Portal | PSY | PM | FOS | OPERATING | 2 | 2024-03-04
M7FKPVM001 | M6-0883 | CAMERA SYSTEM IP FIBER TRANSMIT | ESS | PSY | N/A | NIC | NOT_IN_CONTRACT | 3 | 2012-10-02
M7FKPWL391 | M6-0883 | CDC Wireless Access Door 1000 | Wireless Lockset | PSY | N/A | XSD | DECOMMISSIONED | 4 | 2016-08-12
M7FKPWL392 | M6-0883 | CDC Wireless Access Door 1001 | Wireless Lockset | PSY | N/A | XSD | DECOMMISSIONED | 4 | 2016-08-12
M7FKPWL393 | M6-0883 | CDC Wireless Access Door 1008 | Wireless Lockset | PSY | N/A | XSD | DECOMMISSIONED | 4 | 2016-08-12
M7FKPWS394 | M6-0883 | WIRELESS SECURITY SYSTEM | Wireless System | PSY | PM | FOS | OPERATING | 3 | 2024-03-22
M7S12001 | M6-0883 | BFP FEBCO 806 DCDA 4" S/N B-5693 | BFP-Fire | WWS | N/A | XSD | DECOMMISSIONED | 4 | 2018-01-23
M7S12001-R1 | M6-0883 | BFP FEBCO LF850 4" S/N N1706020854 | BFP-Fire | WWS | PM | FOS | OPERATING | 4 | 2024-02-23
M7S12002 | M6-0883 | BFP FEBCO 805Y 3/4" S/N W0655 | BFP | WWS | N/A | XSD | DECOMMISSIONED | 4 | 2017-07-27
M7S12003 | M6-0883 | BFP, POTABLE, FEBCO 3/4" RPZ M/N 825YRP S/N 02614 | BFP | WWS | PM | FOS | OPERATING | 4 | 2023-11-15
M7S12004 | M6-0883 | BFP FEBCO 3/4" RPZ, S/N H02961, M/M 825Y | BFP | WWS | PM | FOS | OPERATING | 3 | 2023-11-02
M7S12005 | M6-0883 | BFP FEBCO 825Y 1" S/N AA4592 | BFP | WWS | PM | FOS | OPERATING | 4 | 2023-11-15
M86499 | M7-0355 | COUNTER, PARTICLES | Counter-Particles | HVC | RTF | FOS | OPERATING | 3 | 2021-04-13
M86557 | M7-0360 | COUNTER, PARTICLES | Counter-Particles | HVC | RTF | FOS | OPERATING | 1 | 2019-08-13
M87817 | M7-0355B | DETECTOR, GAS, OXYGEN, OC | Monitor-Oxygen | HVC | PM | FOS | OPERATING | 4 | 2021-09-14
M90806 | L6-0147 | MONITOR, OZONE | Monitor-Ozone | HVC | N/A | XSD | DECOMMISSIONED | 4 | 2023-01-31
M91479 | L6-0147 | TRANSMITTER, OZONE | Monitor-Ozone | HVC | PM | FOS | OPERATING | 5 | 2024-02-07
M94218 | K7-1203 | INDICATOR, DIGITAL | Indicator-Digital | ELV | PM | FOS | OPERATING | 4 | 2023-10-26
M94339 | K6-1091 | INDICATOR, DIGITAL | Indicator-Digital | ELV | PM | FOS | OPERATING | 4 | 2023-10-17
M94342 | K6-1091 | INDICATOR, DIGITAL | Indicator-Digital | ELV | PM | FOS | OPERATING | 4 | 2023-10-18
M94345 | K6-1091 | INDICATOR, DIGITAL | Indicator-Digital | ELV | PM | FOS | OPERATING | 4 | 2023-10-18
M94354 | K6-1091 | INDICATOR, DIGITAL | Indicator-Digital | ELV | PM | FOS | OPERATING | 4 | 2023-10-17
M94357 | K6-1091 | INDICATOR, DIGITAL | Indicator-Digital | ELV | PM | FOS | OPERATING | 4 | 2023-10-19
M94376 | M6-0139 | INDICATOR, DIGITAL | Indicator-Digital | ELV | PM | FOS | OPERATING | 4 | 2022-10-18
M94379 | M6-0139 | INDICATOR, DIGITAL | Indicator-Digital | ELV | PM | FOS | OPERATING | 4 | 2022-10-14
M94390 | K7-1203 | INDICATOR, DIGITAL | Indicator-Digital | ELV | PM | FOS | OPERATING | 3 | 2023-10-26
M96438 | M7-0355 | COUNTER, PARTICLES | Counter-Particles | HVC | RTF | FOS | OPERATING | 4 | 2021-04-22
MA501002 | J6-0553 | ROOF, W/SUB STA B 1000 SF | Roof-BUR | STR | N/A | NIC | NOT_IN_CONTRACT | 1 | 2011-05-13
MAA02001 | J6-0553 | AIR HANDLER HT PUMP LENNOX S/N 5192F74223 |  | HVC | N/A | NIC | NOT_IN_CONTRACT | 3 | 2011-06-13
MAA02002 | J6-0553 | CONDENSING UNIT, HEAT PUMP | Condensing Unit | HVC | N/A | NIC | NOT_IN_CONTRACT | 4 | 2011-06-03
MAA03001 | J6-0553 | AIR HANDLER LENNOX S/N 592F74216 |  | HVC | N/A | NIC | NOT_IN_CONTRACT | 3 | 2011-06-13
MAE02001-R1 | J6-0553 | SS 1154 75KVA 13.8KV-208/120V OIL TYPE PDMT RTS XFMR | Transformers-Oil-MV | EHV | PT | FOS | OPERATING | 4 | 2023-09-16
MAF11001 | J6-0553 | FACP, FCI 72 SERIES | FACP | PSY | N/A | NIC | NOT_IN_CONTRACT | 3 | 2011-04-04
MAG01001 | J6-0553A | GENERATOR 60KW DIESEL 208V |  | ELV | N/A | NIC | NOT_IN_CONTRACT | 4 | 2011-07-26
MB201001 | J6-1869 | LIGHTNING PROTECTION | Lightning Prot | ELV | PM | FOS | OPERATING | 4 | 2022-09-23
MB201002 | J6-2410 | LIGHTNING PROTECTION | Lightning-Grounding | ELV | PM | FOS | OPERATING | 3 | 2023-03-25
MB502001 | J6-1869 | TOWER, 54 FT, UPRIGHT SCAFFOLD CO. | Tower | STR | PM | FOS | OPERATING | 3 | 2023-07-31
MBE01001 | J6-1869B | SS 1159 15KVA IPH 120/240V ESCO | Transformers-Oil-MV | EHV | PT | FOS | OPERATING | 4 | 2023-05-30
MC201001 | L6-0075 | LIGHTNING PROTECTION | Lightning Prot | ELV | PM | FOS | OPERATING | 4 | 2020-08-03
MC2756 | K6-0947E | MONITOR, OZONE | Monitor-Ozone | HVC | PM | FOS | OPERATING | 4 | 2023-10-03
MC501002 | L6-0075 | ROOF, EQUIPMENT SHELTER, WEATHER TWR #6 100 SF | Roof-BUR | STR | PM | FOS | OPERATING | 3 | 2022-10-19
MC502001 | L6-0075 | TOWER 54' WEATHER WT. 6 HEVI-DUTY | Tower | STR | PM | FOS | OPERATING | 3 | 2021-06-24
MC6774 | M7-0355B | MONITOR, OZONE | Monitor-Ozone | HVC | PM | FOS | OPERATING | 4 | 2023-01-13
MCE01001 | L6-0075 | SS 861 25KVA 13.8KV-240/120V 1PH OIL TYPE S#H685559Y68 GE | Transformers-Oil-MV | EHV | PT | FOS | OPERATING | 2 | 2020-08-10
MCE02001 | L6-0133 | SS 128 75KVA 13.2KV/208V PDMT | Transformers-Oil-MV | EHV | PT | FOS | OPERATING | 2 | 2020-09-10
MDE01001 | L7-0989 | SS 107 300KVA 13.2KV 480/277V 3PH WEST | Transformers-Oil-MV | EHV | PT | FOS | OPERATING | 4 | 2022-09-24
ME501002 | M7-0335 | ROOF, WEATHER TOWER #2 100 SF | Roof-BUR | STR | PM | FOS | OPERATING | 2 | 2023-01-23
MF201001 | N6-2274A | LIGHTNING PROTECTION | Lightning Prot | ELV | PM | FOS | OPERATING | 4 | 2011-07-10
MF501002 | N6-2274 | ROOF, WEATHER TWR #5 100 SF | Roof-BUR | STR | PM | FOS | OPERATING | 3 | 2023-08-29
MF502001 | N6-2274 | TOWER 54' WEATHER WT. 5 HEVI-DUTY | Tower | STR | PM | FOS | OPERATING | 3 | 2023-10-26
MFE01001 | N6-2274 | SS 169 15KVA 13.2KV/240V PDMT | Transformers-Oil-MV | EHV | PT | FOS | OPERATING | 4 | 2021-10-01
MH201001 | H4-1723 | LIGHTNING PROTECTION | Lightning Prot | ELV | PM | FOS | OPERATING | 4 | 2023-05-23
MH501002 | H4-1723 | ROOF, W/T #9 EQUIP SHT 100 SF | Roof-BUR | STR | PM | FOS | OPERATING | 3 | 2023-08-18
MH502001 | H4-1723 | TOWER 54' WEATHER WT. 9 HEVI-DUTY | Tower | STR | PM | FOS | OPERATING | 3 | 2022-02-25
MHE01001 | H4-1723 | XFMR POLE 10KVA 120/240 65AA67 | Transformers-Oil-Pole | EHV | RTF | FOS | OPERATING | 4 | 2011-01-11
MHFFART001 | H4-1598 | CENTRAL RADIO MONITORING SYSTEM (CRMS) TRANSCEIVER | CRMS | PSY | PM | FOS | OPERATING | 3 | 2023-06-26
MI201001 | H5-0585 | LIGHTNING PROTECTION | Lightning Prot | ELV | PM | FOS | OPERATING | 4 | 2022-09-12
MI502001 | H5-0585 | TOWER 54' WEATHER WT. 10 HEVI-DUTY | Tower | STR | PM | FOS | OPERATING | 2 | 2021-11-24
MIE01001 | H5-0585 | XFMR POLE 10KVA 240/480 65AF6016 | Transformers-Oil-Pole | EHV | N/A | XSD | DECOMMISSIONED | 4 | 2010-12-22
MIE90001 | H5-0585 | GROUNDING SYSTEM FACILITY | Grounding | ELV | PMHL | FOS | OPERATING | 4 | 2011-03-28
MJ501002 | G5-0961 | ROOF, W/T #11 EQ SHELT 100 SF | Roof-BUR | STR | PM/TS | NAB | ABANDONED | 3 | 2018-07-27
MJ502002 | G5-1010 | WEATHER POLE 316, WOOD TOWER | Tower | STR | N/A | NAB | ABANDONED | 5 | 2011-06-23
MKA01001 | H4-1797 | AIR COMPRESSOR, RECIP, QUINCY | Compressors-Air-Reciprocating | HVC | N/A | NIC | NOT_IN_CONTRACT | 4 | 2013-09-23
MKE01001 | H4-1797 | SS 1168 225KVA 13.2KV-208/120V OIL TYPE PDMT WESTINGHOUSE | Transformers-Oil-MV | EHV | PT | FOS | OPERATING | 4 | 2022-10-23
MKFFART001 | H4-1797 | CENTRAL RADIO MONITORING SYSTEM (CRMS) TRANSCEIVER | CRMS | PSY | PM | FOS | OPERATING | 4 | 2024-04-03
MKFFART002 | H4-1747 | CENTRAL RADIO MONITORING SYSTEM (CRMS) TRANSCEIVER | CRMS | PSY | PM | FOS | OPERATING | 4 | 2024-04-03
MKFFART003 | H4-1797H | CENTRAL RADIO MONITORING SYSTEM (CRMS) TRANSCEIVER | CRMS | PSY | PM | FOS | OPERATING | 3 | 2024-04-03
MKFFART004 | H4-1798 | CENTRAL RADIO MONITORING SYSTEM (CRMS) TRANSCEIVER | CRMS | PSY | PM | FOS | OPERATING | 4 | 2023-07-01
MNFH1210 | K7-0188A | HYDRANT, FIRE, MUELLER 5-1/4" 1992 | Hydrant | WWS | N/A | XSD | DECOMMISSIONED | 4 | 2017-09-01
MNFH1210-R1 | K7-0188A | Hydrant, FIRE, AMERICAN DARLING, 2013 | Hydrant | WWS | PM | FOS | OPERATING | 4 | 2023-08-28
MO501101 | GA | Helipad 1 | Helipad | STR | PM | FOS | OPERATING | 3 | 2023-08-29
MO501102 | GA | Helipad 2 | Helipad | STR | PM | FOS | OPERATING | 4 | 2023-08-29
MO501104 | GA | Helipad 4 | Helipad | STR | PM | FOS | OPERATING | 4 | 2023-08-28
MO501105 | GA | Helipad 5 | Helipad | STR | PM | FOS | OPERATING | 2 | 2022-11-07
MO501106 | GA | Helipad 6 | Helipad | STR | PM | FOS | OPERATING | 2 | 2022-09-26
MO501108 | GA | Helipad 8 | Helipad | STR | PM | FOS | OPERATING | 2 | 2022-11-07
MO501109 | GA | Helipad 9 | Helipad | STR | PM | FOS | OPERATING | 2 | 2022-11-02
MO501110P | K7-1052 | Helipad P | Helipad | STR | PM | FOS | OPERATING | 4 | 2023-08-29
MO501111 | GA | Helipad 11 | Helipad | STR | PM | FOS | OPERATING | 3 | 2023-08-28
MQ101001 | J7-1339 | EXHAUST FAN, PENN M/N WAF35 | Fan-Exhaust-LT100HP | HVC | N/A | NAB | ABANDONED | 4 | 2011-05-12
MQ203001 | J7-1339 | LIGHTNING PROTECTION | Lightning Prot | ELV | PM | FOS | OPERATING | 4 | 2022-09-15
MQ203002 | J7-1338 | LIGHTNING PROTECTION | Lightning Prot | ELV | PM | FOS | OPERATING | 5 | 2023-06-30
MQ2ELITE | J7-1338 | LIGHTS, EMERGENCY & EXIT, J7-1338 | Emer-Exit Lights Self Testing | ELV | PM | FOS | OPERATING | 3 | 2011-10-02
MQ302001 | J7-1339 | GREASE TRAP ZURN MN 60102 | Grease Trap | WWS | N/A | XSD | DECOMMISSIONED | 3 | 2024-01-09
MQ308001 | J7-1338 | FILTER, WATER, CUNO | Filters-Water | WWS | PM | FOS | OPERATING | 4 | 2023-02-22
MQ313001 | J7-1338 | SHOWER, SAFETY & EYEWASH | Shwr-Eyewash | WWS | N/A | XSD | DECOMMISSIONED | 4 | 2011-07-08
MQ313002 | J7-1338 | SHOWER, SAFETY & EYEWASH | Shwr-Eyewash | WWS | PM | FOS | OPERATING | 3 | 2023-09-15
MQ501002 | J7-1339 | ROOF, EMERGENCY RESPONSE FAC 4500 SF | Roof-Metal | STR | PM | FOS | OPERATING | 2 | 2022-09-20
MQ601001 | J7-1339 | DOOR, ROLLUP, ELECTRIC | Doors-Roll-up Elec-Fire | MEC | PM | FOS | OPERATING | 3 | 2024-05-07
MQ601002 | J7-1339 | DOOR, ROLLUP, ELECTRIC | Doors-Roll-up Elec-Fire | MEC | PM | FOS | OPERATING | 2 | 2023-01-30
MQ710001 | J7-1339 | DISHWASHER, HOTPOINT | Kitchen-Dishmachine | SPE | N/A | XSD | DECOMMISSIONED | 1 | 2014-07-28
MQA01001 | J7-1339 | CONDENSING UNIT, DUAL/COMP, TRANE S/N-D34191139 | AHU-DX-Condenser | HVC | N/A | XSD | DECOMMISSIONED | 2 | 2017-07-12
MQA01001-D | J7-1338 | AHU-1, PAD SCAPE BLDG (480V Service disconnect mounted on wall) | AHU-DX-Package-5T_30T | HVC | PM | FOS | OPERATING | 3 | 2018-04-03
MQA01002 | J7-1339 | AHU TRANE S/N-K90426035 FIRESTATION #3 | AHU-DX-5T_30T | HVC | N/A | XSD | DECOMMISSIONED | 2 | 2019-05-24
MQA01004 | J7-1338 | AC-2 (208V Service disconnect mounted next to A/C unit) | AHU-DX-Package-5T_30T | HVC | PM | FOS | OPERATING | 1 | 2021-11-24
MQA01005 | J7-1338 | AC-3 (208V Service disconnect mounted next to A/C unit) | AHU-DX-Package-5T_30T | HVC | PM | FOS | OPERATING | 2 | 2024-04-09
MQAIAAX001 | J7-1339 | AHU, DX | AHU-DX-5T_30T | HVC | PM/TS | NAB | ABANDONED | 3 | 2023-07-11
MQAIACU001 | J7-1339 | CONDENSING UNIT | AHU-DX-Condenser | HVC | PM/TS | NAB | ABANDONED | 3 | 2023-07-11
MQARWIM001 | J6-2370 | Ice Machine, Kenmore, S/N ET3110255 | Refrigeration-Ice Machine-Cube | HVC | PM | FOS | OPERATING | 3 | 2024-05-08
MQE01001 | J7-1339 | SS 1120 225KVA 13.8KV 208/120V WEST | Transformers-Oil-MV | EHV | N/A | XSD | DECOMMISSIONED | 4 | 2020-09-13
MQF41001 | J7-1339 | SIMPLEX 4002 | FACP | PSY | N/A | XSD | DECOMMISSIONED | 3 | 2023-08-23
MQFFACP001 | J7-1338 | FACP, SIMPLEX 4020, J7-1338 | FACP | PSY | PM | FOS | OPERATING | 3 | 2024-02-19
MQFFART001 | J7-1339 | CENTRAL RADIO MONITORING SYSTEM (CRMS) TRANSCEIVER | CRMS | PSY | N/A | XSD | DECOMMISSIONED | 3 | 2023-08-16
MQFH1340 | J7-1339 | HYDRANT, FIRE, MUELLER 5-1/4" 1988 | Hydrant | WWS | N/A | XSD | DECOMMISSIONED | 4 | 2017-09-28
MQFH1340-R1 | J7-1339 | Hydrant, FIRE, AMERICAN DARLING, 2013 | Hydrant | WWS | PM | FOS | OPERATING | 4 | 2023-09-01
MQFSYWS001 | J7-1338 | WET PIPE SPRINKLER SYSTEM w/GN2 | Wet Pipe | PSY | PM | FOS | OPERATING | 3 | 2024-05-13
MQS12001 | J7-1339 | BFP WATTS 1-1/2" S/N 04754 | BFP | WWS | N/A | XSD | DECOMMISSIONED | 3 | 2023-06-05
MQS12002 | J7-1338 | BFP 6" DBL CHK UNIT SYS SERVED-FIREX, S/N 117333 | BFP-Fire | WWS | PM | FOS | OPERATING | 4 | 2024-03-14
MQS12003 | J7-1338 | BFP, WATTS, MODEL 009-M20T, 2", S/N 160647 | BFP | WWS | PM | FOS | OPERATING | 3 | 2024-01-10
MR201002 | H2-1198 | TERMINAL CABINET-SUBMARINE CABLE-FAR | Bridge-Cabinet-Terminal | STR | PM | FOS | OPERATING | 4 | 2019-02-21
MR203001 | H2-1198 | LIGHTNING PROTECTION SYSTEM | Lightning Prot | ELV | PM | FOS | OPERATING | 4 | 2023-08-25
MR301001 | H2-1198 | SUMP PUMP (NORTH) | Pump-Sump | MEC | RTF | FOS | OPERATING | 4 | 2011-10-20
MR301002 | H2-1198 | SUMP PUMP (SOUTH) | Pump-Sump | MEC | RTF | FOS | OPERATING | 4 | 2011-10-20
MR401001 | H2-1198 | SPAN LIFT MACHINERY-JAY-JAY R/R DRAW BRIDGE | Bridge-Span Lift | STR | PM | FOS | OPERATING | 4 | 2024-05-07
MR601001 | H2-1198 | THRUSTER BRAKE, MOTOR, SOUTH | Bridge-Thruster Brake | STR | PM | FOS | OPERATING | 4 | 2024-03-15
MR601002 | H2-1198 | THRUSTER BRAKE, MACHINERY, SOUTH | Bridge-Thruster Brake | STR | PM | FOS | OPERATING | 4 | 2024-03-15
MR601003 | H2-1198 | THRUSTER BRAKE, MACHINERY, NORTH | Bridge-Thruster Brake | STR | PM | FOS | OPERATING | 4 | 2024-03-14
MR601004 | H2-1198 | THRUSTER BRAKE, MOTOR, NORTH | Bridge-Thruster Brake | STR | PM | FOS | OPERATING | 4 | 2024-03-15
MR601005 | H2-1198 | SPAN LIFT MOTOR, SOUTH, #2 | Bridge-Motor-Span Lift | STR | PM | FOS | OPERATING | 4 | 2024-03-16
MR601006 | H2-1198 | SPAN LIFT MOTOR, NORTH, #1 | Bridge-Motor-Span Lift | STR | PM | FOS | OPERATING | 4 | 2024-03-16
MR603001 | H2-1198 | LOCK BAR ASSEMBLY (NORTH) | Bridge-Lock Bar | STR | PM | FOS | OPERATING | 3 | 2024-05-07
MR603002 | H2-1198 | LOCK BAR ASSEMBLY (SOUTH) | Bridge-Lock Bar | STR | PM | FOS | OPERATING | 4 | 2024-03-18
MR701001 | H2-1198 | MOTOR CONTROL CENTER | Bridge-MCC | STR | PM | FOS | OPERATING | 4 | 2024-03-15
MRA01001 | H2-1198 | CONDENSING UNIT | AHU-DX-Condenser | HVC | PM | FOS | OPERATING | 3 | 2024-04-19
MRA01002 | H2-1198 | EVAPORATOR TRANE S/N H14352801 | AHU-DX-5T_30T | HVC | PM | FOS | OPERATING | 2 | 2021-06-21
MRG02165 | H2-1245 | GENERATOR, 90KW, DIESEL, 240V | Generator-Stationary-Level 2 | ELV | PM/RI | FOS | OPERATING | 4 | 2024-05-02
MRG02165T | H2-1245 | Fuel Tank, SPCC, 300 Gallons | Tanks-Fuel | SPE | PM/RI | FOS | OPERATING | 4 | 2024-05-02
MS302001 | M6-0996 | SHOWER & EYEWASH SAFETY HAWS MN 8346, ACCESS 1-062 | Shwr-Eyewash | WWS | PM | FOS | OPERATING | 3 | 2024-02-15
MS41051R13 | M6-0996 | CABLE 201 15KV 3C 1/C 2/0 & 4/0 XLP 15975 ft, R-LINE | Cable-Aerial | EHV | RTF | FOS | OPERATING | 5 | 2011-07-14
MS460AN054 | M6-0996 | CABLE 206 15KV 3C 1/0 PILCNJ, O-LINE | Cable-Aerial | EHV | RTF | FOS | OPERATING | 3 | 2011-04-26
MS48023UL0 | M6-0996 | CABLE 208 15KV 3C #2 PILCNJ PIAC 1650 ft, B-LINE | Cable-Aerial | EHV | RTF | FOS | OPERATING | 3 | 2011-07-01
MS48040FBO | M6-0996 | CABLE 208 15KV 3C #2 PILCNJ PIAC 4727 ft, B-LINE | Cable-Aerial | EHV | RTF | FOS | OPERATING | 3 | 2011-07-05
MS48042UJ0 | M6-0996 | CABLE 208 15KV 3C #2 PILCNJ PIAC 11892 ft, B-LINE | Cable-Aerial | EHV | RTF | FOS | OPERATING | 3 | 2011-07-01
MS501002 | M6-0996 | ROOF, POWER SUBSTATION BUR-A 1600 SF | Roof-BUR | STR | PM | FOS | OPERATING | 1 | 2023-01-30
MSA02001-R1 | M6-0996 | A/C PKG UNIT YORK S/N K7316660 | AHU-DX-Package-5T_30T | HVC | PM | FOS | OPERATING | 2 | 2022-05-25
MSE00001 | M6-0996 | BUSBAR MAIN 115KV | Bus-MV | EHV | PMHL | FOS | OPERATING | 4 | 2015-04-27
MSE00002 | M6-0996 | SWYD ORSINO HIGH VOLTAGE | Switchyard | EHV | PT | FOS | OPERATING | 4 | 2024-04-08
MSE01001 | M6-0996 | XFMR MAIN T1 15/21/27MVA 115-13.2KV OIL WAUKESHA | Transformers-Oil-Power-C5/Orsino | EHV | PM | FOS | OPERATING | 4 | 2024-02-13
MSE01001LTC1 | M6-0996 | LOAD TAP CHANGER LTC1 MAIN XFMR T1 WAUKESHA ELECT SYS. | Load Tap Changer | EHV | PM | FOS | OPERATING | 4 | 2016-02-18
MSE01002 | M6-0996 | XFMR MAIN T2 15/21/27MVA 115-13.2KV OIL WAUKESHA | Transformers-Oil-Power-C5/Orsino | EHV | PM | FOS | OPERATING | 4 | 2015-11-09
MSE01002LTC2 | M6-0996 | LOAD TAP CHANGER LTC2 MAIN XFMR T2 WAUKESHA ELECT SYS. | Load Tap Changer | EHV | PM | FOS | OPERATING | 4 | 2015-11-06
MSE01003 | M6-0996 | XFMR MAIN T3 15/21/27MVA 115-13.2KV OIL WAUKESHA | Transformers-Oil-Power-C5/Orsino | EHV | PM | FOS | OPERATING | 4 | 2023-11-22
MSE01003LTC3 | M6-0996 | LOAD TAP CHANGER LTC3 MAIN XFMR T3 WAUKESHA ELECT SYS. | Load Tap Changer | EHV | PM | FOS | OPERATING | 4 | 2017-11-13
MSE01006 | M6-0996 | TP3 115KV SF6 CB | Circuit Breaker-SF6 | EHV | PM | FOS | OPERATING | 4 | 2017-11-13
MSE0100601 | M6-0996 | RELAY, SCHWEITZER SEL-387A, DIFF, T3 | Relays-MV | EHV | PM | FOS | OPERATING | 4 | 2021-12-27
MSE0100602 | M6-0996 | RELAY, SCHWEITZER SEL-501, OC, TP3 PT2 | Relays-MV | EHV | PM | FOS | OPERATING | 4 | 2021-12-27
MSE01008 | M6-0996 | TP2 115KV SF6 CB | Circuit Breaker-SF6 | EHV | PM | FOS | OPERATING | 4 | 2015-11-09
MSE0100801 | M6-0996 | RELAY, SCHWEITZER SEL-387A, DIFF, T2 | Relays-MV | EHV | PM | FOS | OPERATING | 4 | 2021-12-29
MSE0100802 | M6-0996 | RELAY, SCHWEITZER SEL 501, OC, TP2 | Relays-MV | EHV | PM | FOS | OPERATING | 4 | 2021-04-12
MSE0100803 | M6-0996 | RELAY, SCHWEITZER SEL-587Z, DIFF, ZONE C | Relays-MV | EHV | PM | FOS | OPERATING | 4 | 2021-05-12
MSE01009 | M6-0996 | PT2 115KV SF6 CB | Circuit Breaker-SF6 | EHV | PM | FOS | OPERATING | 4 | 2015-12-24
MSE01010 | M6-0996 | PT1 115KV SF6 CB | Circuit Breaker-SF6 | EHV | PM | FOS | OPERATING | 4 | 2022-06-10
MSE01011 | M6-0996 | TP1 115KV SF6 CB | Circuit Breaker-SF6 | EHV | PM | FOS | OPERATING | 4 | 2016-02-17
MSE0101101 | M6-0996 | RELAY, SCHWEITZER SEL-387A, DIFF, T1 | Relays-MV | EHV | PM | FOS | OPERATING | 4 | 2022-03-17
MSE0101102 | M6-0996 | RELAY, SCHWEITZER SEL 501, OC, TP1 PT1 | Relays-MV | EHV | N/A | XSD | DECOMMISSIONED | 4 | 2018-02-15
MSE0101102-R1 | M6-0996 | RELAY, SCHWEITZER SEL 501, OC, TP1 PT1 | Relays-MV | EHV | PM | FOS | OPERATING | 4 | 2021-05-12
MSE01013 | M6-0996 | 115KV ISOLATION DISC TP1-1 | Isolation Disconnect Switch | EHV | PM | FOS | OPERATING | 4 | 2011-05-11
MSE0101301 | M6-0996 | RELAY, ORSINO BUS 1 DIFFERENTIAL, CIRCUIT SHIELD | Relays-MV | EHV | N/A | XSD | DECOMMISSIONED | 4 | 2018-05-11
MSE0101302 | M6-0996 | RELAY, ORSINO BUS 1 DIFFERENTIAL, CIRCUIT SHIELD | Relays-MV | EHV | N/A | XSD | DECOMMISSIONED | 4 | 2018-05-11
MSE0101303 | M6-0996 | RELAY, ORSINO BUS 1 DIFFERENTIAL, CIRCUIT SHIELD | Relays-MV | EHV | N/A | XSD | DECOMMISSIONED | 4 | 2018-05-11
MSE01014 | M6-0996 | 115KV ISOLATION DISC TP1-2 | Isolation Disconnect Switch | EHV | PM | FOS | OPERATING | 4 | 2011-05-11
MSE0101401 | M6-0996 | RELAY, ORSINO BUS 2 DIFFERENTIAL, CIRCUIT SHIELD | Relays-MV | EHV | N/A | XSD | DECOMMISSIONED | 4 | 2018-05-11
MSE0101402 | M6-0996 | RELAY, ORSINO BUS 2 DIFFERENTIAL, CIRCUIT SHIELD | Relays-MV | EHV | N/A | XSD | DECOMMISSIONED | 4 | 2018-05-11
MSE0101403 | M6-0996 | RELAY, ORSINO BUS 2 DIFFERENTIAL, CIRCUIT SHIELD | Relays-MV | EHV | N/A | XSD | DECOMMISSIONED | 4 | 2018-05-11
MSE01015 | M6-0996 | 115KV ISOLATION DISC PT1-1 | Isolation Disconnect Switch | EHV | PM | FOS | OPERATING | 4 | 2022-06-22
MSE0101501 | M6-0996 | RELAY, ORSINO BUS 3 DIFFERENTIAL, CIRCUIT SHIELD | Relays-MV | EHV | N/A | XSD | DECOMMISSIONED | 4 | 2018-05-11
MSE0101502 | M6-0996 | RELAY, ORSINO BUS 3 DIFFERENTIAL, CIRCUIT SHIELD | Relays-MV | EHV | N/A | XSD | DECOMMISSIONED | 4 | 2018-05-11
MSE0101503 | M6-0996 | RELAY, ORSINO BUS 3 DIFFERENTIAL, CIRCUIT SHIELD | Relays-MV | EHV | N/A | XSD | DECOMMISSIONED | 4 | 2018-05-11
MSE01016 | M6-0996 | 115KV ISOLATION DISC PT1-2 | Isolation Disconnect Switch | EHV | PM | FOS | OPERATING | 4 | 2022-06-13
MSE01017 | M6-0996 | 115KV ISOLATION DISC TP2-1 | Isolation Disconnect Switch | EHV | RTF | FOS | OPERATING | 4 | 2011-04-28
MSE01018 | M6-0996 | 115KV ISOLATION DISC TP2-2 | Isolation Disconnect Switch | EHV | RTF | FOS | OPERATING | 4 | 2011-04-28
MSE01019 | M6-0996 | 115KV ISOLATION DISC PT2-1 | Isolation Disconnect Switch | EHV | RTF | FOS | OPERATING | 4 | 2011-06-06
MSE01020 | M6-0996 | 115KV ISOLATION DISC PT2-2 | Isolation Disconnect Switch | EHV | RTF | FOS | OPERATING | 4 | 2011-06-06
MSE01021 | M6-0996 | 115KV ISOLATION DISC TP3-1 | Isolation Disconnect Switch | EHV | RTF | FOS | OPERATING | 4 | 2011-06-02
MSE01022 | M6-0996 | 115KV ISOLATION DISC TP3-2 | Isolation Disconnect Switch | EHV | RTF | FOS | OPERATING | 4 | 2011-06-02
MSE01NGR-1 | M6-0996 | Resistor, Neutral Grounding NGR-1 400A 15KV 19.05 Ohms I-Gard Corp | Resistor | EHV | PM | FOS | OPERATING | 4 | 2024-04-15
MSE01NGRVCB-1 | M6-0996 | VACUUMÂ CIRCUITÂ BREAKERÂ NGR-1Â 15KVÂ 1200AÂ R-MAGÂ ABB | Circuit Breaker-VCB | EHV | PM | FOS | OPERATING | 4 | 2024-03-29
MSE02001 | M6-0996 | BUS 1A 13.2KV | Bus-MV | EHV | PMHL | FOS | OPERATING | 4 | 2020-08-10
MSE02002 | M6-0996 | BUS 2A & 2B 13.2KV | Bus-MV | EHV | PMHL | FOS | OPERATING | 4 | 2020-08-10
MSE02004 | M6-0996 | BUS 1B 13.2KV | Bus-MV | EHV | PMHL | FOS | OPERATING | 4 | 2020-08-10
MSE02005 | M6-0996 | BUS 3A 13.2KV | Bus-MV | EHV | PMHL | FOS | OPERATING | 3 | 2015-07-15
MSE02006 | M6-0996 | BUS 3B 13.2KV | Bus-MV | EHV | PMHL | FOS | OPERATING | 4 | 2020-08-10
MSE02007 | M6-0996 | INSPECTION BUS 3 13.2KV | Bus-MV | EHV | PMHL | FOS | OPERATING | 4 | 2020-08-10
MSE02008 | M6-0996 | INSPECTION BUS 1 & 2 13.2KV | Bus-MV | EHV | PMHL | FOS | OPERATING | 4 | 2020-08-10
MSE03001 | M6-0996 | VCB IB1 15KV S#S01K180VBBT BB ABB | Circuit Breaker-VCB | EHV | PM | FOS | OPERATING | 4 | 2024-02-13
MSE0300101-R1 | M6-0996 | RELAY, OVERCURRENT, ORSINO VCB IB1 | Relays-MV | EHV | PM | FOS | OPERATING | 4 | 2024-05-06
MSE03002 | M6-0996 | VCB 103 15KV S#94B173VB ABB | Circuit Breaker-VCB | EHV | PM | FOS | OPERATING | 4 | 2024-04-18
MSE0300201-R1 | M6-0996 | RELAY, OVERCURRENT, VCB 103 | Relays-MV | EHV | PM | FOS | OPERATING | 4 | 2022-07-12
MSE03003 | M6-0996 | VCB 101 15KV S#S01K175VBBT BB ABB | Circuit Breaker-VCB | EHV | PM | FOS | OPERATING | 4 | 2024-04-17
MSE0300301-R1 | M6-0996 | RELAY, OVERCURRENT, ORSINO VCB 101 | Relays-MV | EHV | PM | FOS | OPERATING | 4 | 2022-07-13
MSE03004 | M6-0996 | VCB 102 15KV S#S01K203VBBT BB ABB | Circuit Breaker-VCB | EHV | PM | FOS | OPERATING | 4 | 2024-04-16
MSE0300401-R1 | M6-0996 | RELAY, OVERCURRENT, VCB 102 | Relays-MV | EHV | PM | FOS | OPERATING | 4 | 2024-05-09
MSE03005 | M6-0996 | VCB 204/205 15KV S#S01K196VBBT BB ABB | Circuit Breaker-VCB | EHV | PM | FOS | OPERATING | 4 | 2024-03-21
MSE0300501-R1 | M6-0996 | RELAY, OVERCURRENT, VCB 204/205 | Relays-MV | EHV | PM | FOS | OPERATING | 4 | 2022-07-13
MSE03006 | M6-0996 | VCB 212 15KV S#97D160VBBT ABB | Circuit Breaker-VCB | EHV | PM | FOS | OPERATING | 4 | 2024-03-23
MSE0300601-R1 | M6-0996 | RELAY, OVERCURRENT, ORSINO VCB 212 | Relays-MV | EHV | PM | FOS | OPERATING | 3 | 2024-05-09
MSE03007 | M6-0996 | VCB 209 15KV S#S01K177VBBT BB ABB | Circuit Breaker-VCB | EHV | PM | FOS | OPERATING | 4 | 2022-05-16
MSE0300701-R1 | M6-0996 | RELAY, OVERCURRENT, ORSINO VCB 209 | Relays-MV | EHV | PM | FOS | OPERATING | 4 | 2024-05-09
MSE03008 | M6-0996 | VCB 208 15KV S#S01K195VBBT BB ABB | Circuit Breaker-VCB | EHV | PM | FOS | OPERATING | 4 | 2024-05-02
MSE0300801-R1 | M6-0996 | RELAY, OVERCURRENT, ORSINO VCB 208 | Relays-MV | EHV | PM | FOS | OPERATING | 3 | 2024-05-09
MSE03009 | M6-0996 | VCB 202/203 15KV S#0357A414300101 GE | Circuit Breaker-VCB | EHV | PM | FOS | OPERATING | 4 | 2022-05-11
MSE0300901-R1 | M6-0996 | RELAY, OVERCURRENT, ORSINO VCB 202/203 | Relays-MV | EHV | PM | FOS | OPERATING | 4 | 2024-05-07
MSE03011 | M6-0996 | VCB 201 15KN S#S01K170VBBT BB ABB | Circuit Breaker-VCB | EHV | PM | FOS | OPERATING | 4 | 2022-05-17
MSE0301101-R1 | M6-0996 | RELAY, OVERCURRENT, ORSINO VCB 201 | Relays-MV | EHV | PM | FOS | OPERATING | 4 | 2024-05-09
MSE03012 | M6-0996 | VCB 207 15KV S#S01K201VBBT BB ABB | Circuit Breaker-VCB | EHV | PM | FOS | OPERATING | 4 | 2022-06-24
MSE0301201-R1 | M6-0996 | RELAY, OVERCURRENT, ORSINO VCB 207 | Relays-MV | EHV | PM | FOS | OPERATING | 3 | 2024-05-09
MSE03013 | M6-0996 | VCB 211 15KV S#S01K199VBBT BB ABB | Circuit Breaker-VCB | EHV | PM | FOS | OPERATING | 4 | 2022-06-28
MSE0301301-R1 | M6-0996 | RELAY, OVERCURRENT, ORSINO VCB 211 | Relays-MV | EHV | PM | FOS | OPERATING | 3 | 2024-05-09
MSE03014 | M6-0996 | VCB 206 15KV S#0357A556600101 GE | Circuit Breaker-VCB | EHV | PM | FOS | OPERATING | 4 | 2022-07-27
MSE0301401-R1 | M6-0996 | RELAY, OVERCURRENT, ORSINO VCB 206 | Relays-MV | EHV | PM | FOS | OPERATING | 3 | 2024-05-08
MSE03015 | M6-0996 | VCB TS1 15KV S#S01L178VBBT BB ABB | Circuit Breaker-VCB | EHV | PM | FOS | OPERATING | 4 | 2016-02-17
MSE0301501-R2 | M6-0996 | RELAY, OVERCURRENT, VCB TS1 | Relays-MV | EHV | PM | FOS | OPERATING | 3 | 2024-05-13
MSE03016 | M6-0996 | VCB TS2 15KV S#S01K192VBBT BB ABB | Circuit Breaker-VCB | EHV | PM | FOS | OPERATING | 4 | 2015-11-09
MSE0301601-R2 | M6-0996 | RELAY, OVERCURRENT, VCB TS2 | Relays-MV | EHV | PM | FOS | OPERATING | 3 | 2024-05-13
MSE03017 | M6-0996 | VCB TS3 15KV S#S01K173VBBT BB ABB | Circuit Breaker-VCB | EHV | PM | FOS | OPERATING | 4 | 2017-11-13
MSE0301701-R2 | M6-0996 | RELAY, OVERCURRENT, VCB TS3 | Relays-MV | EHV | PM | FOS | OPERATING | 4 | 2024-05-13
MSE03018 | M6-0996 | VCB BUS TIE BT2 15 KV S#S01K176VBBT BB ABB | Circuit Breaker-VCB | EHV | PM | FOS | OPERATING | 4 | 2022-09-16
MSE0301801-R1 | M6-0996 | RELAY, OVERCURRENT, ORSINO VCB BT 2-3 | Relays-MV | EHV | PM | FOS | OPERATING | 4 | 2022-07-19
MSE03019 | M6-0996 | VCB IB2 15KV S#S02K185VBBT BB ABB | Circuit Breaker-VCB | EHV | PM | FOS | OPERATING | 4 | 2022-09-15
MSE0301901-R1 | M6-0996 | RELAY, OVERCURRENT, ORSINO VCB IB2 | Relays-MV | EHV | PM | FOS | OPERATING | 4 | 2024-05-06
MSE03020 | M6-0996 | VCB 214 15KV S#S01K172VBBT BB ABB | Circuit Breaker-VCB | EHV | PM | FOS | OPERATING | 4 | 2022-10-14
MSE0302001-R1 | M6-0996 | RELAY, OVERCURRENT, VCB 214 | Relays-MV | EHV | PM | FOS | OPERATING | 4 | 2024-05-07
MSE03021 | M6-0996 | VCB IB3 15KV S#S01K174VBBT BB ABB | Circuit Breaker-VCB | EHV | PM | FOS | OPERATING | 3 | 2022-09-13
MSE0302101-R1 | M6-0996 | RELAY, OVERCURRENT, ORSINO VCB 1B3 | Relays-MV | EHV | PM | FOS | OPERATING | 4 | 2022-07-15
MSE03022 | M6-0996 | VCB 215 15KV S#S01K181VBBT BB ABB | Circuit Breaker-VCB | EHV | PM | FOS | OPERATING | 4 | 2022-10-20
MSE0302201-R1 | M6-0996 | RELAY, OVERCURRENT, ORSINO VCB 215 | Relays-MV | EHV | PM | FOS | OPERATING | 4 | 2024-05-09
MSE03023 | M6-0996 | VCB 213 15.5 KV S#97D108VBBT ABB | Circuit Breaker-VCB | EHV | PM | FOS | OPERATING | 3 | 2022-10-19
MSE0302301-R1 | M6-0996 | RELAY, OVERCURRENT, ORSINO VCB 213 | Relays-MV | EHV | PM | FOS | OPERATING | 4 | 2024-05-07
MSE03025 | M6-0996 | VCB BUS TIE BT1 15 KV S#94M131VB ABB | Circuit Breaker-VCB | EHV | PM | FOS | OPERATING | 4 | 2022-10-31
MSE0302501-R1 | M6-0996 | RELAY, OVERCURRENT, ORSINO BT 1-2 | Relays-MV | EHV | PM | FOS | OPERATING | 3 | 2024-05-09
MSE05001-R1 | M6-0996 | XFMR STA.SER. SS2 75KVA 13.2KV-208/120V FR3 OIL PDMT COOPER | Transformers-Oil-MV | EHV | PM | FOS | OPERATING | 3 | 2023-04-18
MSE05002-R1 | M6-0996 | XFMR STA.SER. SS1 75KVA 13.2KV-208/120V FR3 OIL PDMT COOPER | Transformers-Oil-MV | EHV | PM | FOS | OPERATING | 3 | 2023-08-10
MSE05003 | M6-0996 | ATS 100A 208V ASCO | ATS-C5/Orsino | ELV | PM | FOS | OPERATING | 4 | 2023-04-21
MSE05034 | M6-0996 | PNL YP-1 125A 208/120V GE #AQF3301MBX | Panel-LV | ELV | RTF | FOS | OPERATING | 4 | 2011-04-22
MSE05035 | M6-0996 | PNL YP-2 125A 208/120V GE #AQF3421MBX | Panel-LV | ELV | RTF | FOS | OPERATING | 4 | 2011-04-22
MSE05036 | M6-0996 | PNL YP-3 125A 208/120V GE #AQF3421MBX | Panel-LV | ELV | RTF | FOS | OPERATING | 4 | 2011-04-22
MSE06001 | M6-0996 | Battery Charger 130V, Orsino Substation | Battery Charger | ELV | PM | FOS | OPERATING | 4 | 2023-11-06
MSE06004 | M6-0996 | Battery Bank 130V, Orsino Substation | Battery Bank-Nickel Cad | ELV | PM | FOS | OPERATING | 3 | 2023-11-06
MSE06005 | M6-0996 | Battery Bank 130V, Orsino Substation | Battery Bank-Nickel Cad | ELV | PM | FOS | OPERATING | 4 | 2024-03-26
MSE06006 | M6-0996 | Battery Charger 130V, Orsino Substation | Battery Charger | ELV | PM | FOS | OPERATING | 4 | 2024-03-26
MSE09001 | M6-0996 | VFI 1 15KV 600A S#1000814 6 POS SF6 GAS P-E | Vacuum Fault Interrupter | EHV | PT | FOS | OPERATING | 4 | 2024-02-27
MSE0900101 | M6-0996 | Relay, Basler BE1-50/51M, Overcurrent, VFI 1 Position 1, Phase A | Relays-MV | EHV | PM | FOS | OPERATING | 3 | 2024-05-02
MSE0900102 | M6-0996 | Relay, Basler BE1-50/51M, Overcurrent, VFI 1 Position 1, Phase B | Relays-MV | EHV | PM | FOS | OPERATING | 3 | 2024-05-02
MSE0900103 | M6-0996 | Relay, Basler BE1-50/51M, Overcurrent, VFI 1 Position 1, Phase C | Relays-MV | EHV | PM | FOS | OPERATING | 3 | 2024-05-02
MSE0900104 | M6-0996 | Relay, Basler BE1-50/51M, Overcurrent, VFI 1 Position 1, Ground | Relays-MV | EHV | PM | FOS | OPERATING | 3 | 2024-05-02
MSE0900105 | M6-0996 | Relay, Basler BE1-50/51M, Overcurrent, VFI 1 Position 2, Phase A | Relays-MV | EHV | PM | FOS | OPERATING | 3 | 2024-05-02
MSE0900106 | M6-0996 | Relay, Basler BE1-50/51M, Overcurrent, VFI 1 Position 2, Phase B | Relays-MV | EHV | PM | FOS | OPERATING | 3 | 2024-05-02
MSE0900107 | M6-0996 | Relay, Basler BE1-50/51M, Overcurrent, VFI 1 Position 2, Phase C | Relays-MV | EHV | PM | FOS | OPERATING | 4 | 2022-04-04
MSE0900108 | M6-0996 | Relay, Basler BE1-50/51M, Overcurrent, VFI 1 Position 2, Ground | Relays-MV | EHV | PM | FOS | OPERATING | 4 | 2022-04-04
MSE0900109 | M6-0996 | Relay, Basler BE1-50/51M, Overcurrent, VFI 1 Position 3, Phase A | Relays-MV | EHV | PM | FOS | OPERATING | 4 | 2022-04-05
MSE0900110 | M6-0996 | Relay, Basler BE1-50/51M, Overcurrent, VFI 1 Position 3, Phase B | Relays-MV | EHV | PM | FOS | OPERATING | 4 | 2022-04-05
MSE0900111 | M6-0996 | Relay, Basler BE1-50/51M, Overcurrent, VFI 1 Position 3, Phase C | Relays-MV | EHV | PM | FOS | OPERATING | 4 | 2022-04-05
MSE0900112 | M6-0996 | Relay, Basler BE1-50/51M, Overcurrent, VFI 1 Position 3, Ground | Relays-MV | EHV | PM | FOS | OPERATING | 4 | 2022-04-05
MSE0900113 | M6-0996 | Relay, Basler BE1-50/51M, Overcurrent, VFI 1 Position 4, Phase A | Relays-MV | EHV | PM | FOS | OPERATING | 4 | 2022-04-05
MSE0900114 | M6-0996 | Relay, Basler BE1-50/51M, Overcurrent, VFI 1 Position 4, Phase B | Relays-MV | EHV | PM | FOS | OPERATING | 4 | 2022-04-05
MSE0900115 | M6-0996 | Relay, Basler BE1-50/51M, Overcurrent, VFI 1 Position 4, Phase C | Relays-MV | EHV | PM | FOS | OPERATING | 4 | 2022-04-05
MSE0900116 | M6-0996 | Relay, Basler BE1-50/51M, Overcurrent, VFI 1 Position 4, Ground | Relays-MV | EHV | PM | FOS | OPERATING | 4 | 2022-04-05
MSE0900201 | M6-0996 | Relay, Basler BE1-50/51M, Overcurrent, VFI 2 Position 1, Phase A | Relays-MV | EHV | PM | FOS | OPERATING | 4 | 2022-06-08
MSE0900202 | M6-0996 | Relay, Basler BE1-50/51M, Overcurrent, VFI 2 Position 1, Phase B | Relays-MV | EHV | PM | FOS | OPERATING | 4 | 2022-06-08
MSE0900203 | M6-0996 | Relay, Basler BE1-50/51M, Overcurrent, VFI 2 Position 1, Phase C | Relays-MV | EHV | PM | FOS | OPERATING | 4 | 2022-06-08
MSE0900204 | M6-0996 | Relay, Basler BE1-50/51M, Overcurrent, VFI 2 Position 1, Ground | Relays-MV | EHV | PM | FOS | OPERATING | 4 | 2022-06-08
MSE0900205 | M6-0996 | Relay, Basler BE1-50/51M, Overcurrent, VFI 2 Position 2, Phase A | Relays-MV | EHV | PM | FOS | OPERATING | 4 | 2022-06-08
MSE0900206 | M6-0996 | Relay, Basler BE1-50/51M, Overcurrent, VFI 2 Position 2, Phase B | Relays-MV | EHV | PM | FOS | OPERATING | 4 | 2022-06-08
MSE0900207 | M6-0996 | Relay, Basler BE1-50/51M, Overcurrent, VFI 2 Position 2, Phase C | Relays-MV | EHV | PM | FOS | OPERATING | 4 | 2022-06-08
MSE0900208 | M6-0996 | Relay, Basler BE1-50/51M, Overcurrent, VFI 2 Position 2, Ground | Relays-MV | EHV | PM | FOS | OPERATING | 4 | 2022-06-08
MSE0900209 | M6-0996 | Relay, Basler BE1-50/51M, Overcurrent, VFI 2 Position 3, Phase A | Relays-MV | EHV | PM | FOS | OPERATING | 4 | 2020-05-05
MSE0900210 | M6-0996 | Relay, Basler BE1-50/51M, Overcurrent, VFI 2 Position 3, Phase B | Relays-MV | EHV | PM | FOS | OPERATING | 4 | 2022-06-09
MSE0900211 | M6-0996 | Relay, Basler BE1-50/51M, Overcurrent, VFI 2 Position 3, Phase C | Relays-MV | EHV | PM | FOS | OPERATING | 4 | 2022-06-09
MSE0900212 | M6-0996 | Relay, Basler BE1-50/51M, Overcurrent, VFI 2 Position 3, Ground | Relays-MV | EHV | PM | FOS | OPERATING | 4 | 2022-06-09
MSE0900213 | M6-0996 | Relay, Basler BE1-50/51M, Overcurrent, VFI 2 Position 4, Phase A | Relays-MV | EHV | PM | FOS | OPERATING | 4 | 2022-06-09
MSE0900214 | M6-0996 | Relay, Basler BE1-50/51M, Overcurrent, VFI 2 Position 4, Phase B | Relays-MV | EHV | PM | FOS | OPERATING | 4 | 2022-06-09
MSE0900215 | M6-0996 | Relay, Basler BE1-50/51M, Overcurrent, VFI 2 Position 4, Phase C | Relays-MV | EHV | PM | FOS | OPERATING | 4 | 2022-06-09
MSE0900216 | M6-0996 | Relay, Basler BE1-50/51M, Overcurrent, VFI 2 Position 4, Ground | Relays-MV | EHV | PM | FOS | OPERATING | 4 | 2022-06-09
MSE09002-R1 | M6-0996 | VFI 2 15KV 600A S#V98090 6 POS SF6 GAS P-E | Vacuum Fault Interrupter | EHV | PM | FOS | OPERATING | 2 | 2020-08-10
MSE09003 | M6-0996 | LBS 3 15KV 600A S622-95-0136 G&W | Load Break Switch | EHV | N/A | XSD | DECOMMISSIONED | 2 | 2018-01-25
MSE09003-R1 | M6-0996 | VFI 3 15.5KV 630A 4 POS SOLID DIELECTRIC G&W | Vacuum Fault Interrupter | EHV | PT | FOS | OPERATING | 4 | 2024-02-28
MSE09003V1 | M6-0996 | Relay, G&W Type 3.1.0, Overcurrent, VFI-3 Position V1 | Relays-MV | EHV | PM | FOS | OPERATING | 4 | 2022-08-19
MSE09003V2 | M6-0996 | Relay, G&W Type 3.1.0, Overcurrent, VFI-3 Position V2 | Relays-MV | EHV | PM | FOS | OPERATING | 4 | 2022-08-19
MSE09004 | M6-0996 | LBS 4 15.5KV 600A S#622-92-0149 G&W | Load Break Switch | EHV | N/A | XSD | DECOMMISSIONED | 2 | 2015-05-15
MSE09004-R1 | M6-0996 | VFI 4 15.5KV 630A 5 POS SOLID DIELECTRIC G&W | Vacuum Fault Interrupter | EHV | PT | FOS | OPERATING | 4 | 2024-03-20
MSE09004V1 | M6-0996 | Relay, G&W Type 3.1.0, Overcurrent, VFI-4 Position V1 | Relays-MV | EHV | PM | FOS | OPERATING | 4 | 2023-11-03
MSE09004V2 | M6-0996 | Relay, G&W Type 3.1.0, Overcurrent, VFI-4 Position V2 | Relays-MV | EHV | PM | FOS | OPERATING | 4 | 2023-11-03
MSE09004V3 | M6-0996 | Relay, G&W Type 3.1.0, Overcurrent, VFI-4 Position V3 | Relays-MV | EHV | PM | FOS | OPERATING | 4 | 2023-11-03
MSE09005 | M6-0996 | LBS 5 15.5KV 600A S#622-92-0080 G&W | Load Break Switch | EHV | PT | FOS | OPERATING | 4 | 2024-02-28
MSE09006 | M6-0996 | LBS 6 15.5KV 600A S622-92-0079 G&W | Load Break Switch | EHV | PT | FOS | OPERATING | 2 | 2018-08-27
MSE09007-R1 | M6-0996 | LBS 7 15.5KV 630A 4 POSITIONS SF6 GAS G&W | Load Break Switch | EHV | PM | FOS | OPERATING | 4 | 2024-05-08
MSE09010 | M6-0996 | LBS 10 15.5KV 600A S622-92-0083 G&W | Load Break Switch | EHV | PT | FOS | OPERATING | 4 | 2023-11-19
MSE09011 | M6-0996 | LBS 11 15KV 600A S#G97118 P-E | Load Break Switch | EHV | PT | FOS | OPERATING | 4 | 2024-03-21
MSE09012 | M6-0996 | VFI 12 15.5KV 630A 4 POSITIONS SF6 GAS G&W | Vacuum Fault Interrupter | EHV | PM | FOS | OPERATING | 4 | 2024-04-17
MSE0901301 | M6-0996 | Relay, G&W Type 3.1.0, Overcurrent, VFI-13 Position V1 | Relays-MV | EHV | PM | FOS | OPERATING | 4 | 2022-11-01
MSE0901302 | M6-0996 | Relay, G&W Type 3.1.0, Overcurrent, VFI-13 Position V2 | Relays-MV | EHV | PM | FOS | OPERATING | 4 | 2022-11-01
MSE09013-R1 | M6-0996 | VFI 13 15.5KV 630A 4 POSITIONS SF6 GAS G&W | Vacuum Fault Interrupter | EHV | PM/PT | FOS | OPERATING | 4 | 2024-04-15
MSE09014 | M6-0996 | LBS 14 15.5KV 600A S622-92-0084 G&W | Load Break Switch | EHV | N/A | XSD | DECOMMISSIONED | 4 | 2013-01-14
MSE0901401 | M6-0996 | Relay, G&W Type 3.1.0, Overcurrent, VFI-14 Position V1 | Relays-MV | EHV | PM | FOS | OPERATING | 4 | 2023-01-23
MSE0901402 | M6-0996 | Relay, G&W Type 3.1.0, Overcurrent, VFI-14 Position V2 | Relays-MV | EHV | PM | FOS | OPERATING | 4 | 2023-01-23
MSE0901403 | M6-0996 | Relay, G&W Type 3.1.0, Overcurrent, VFI-14 Position V3 | Relays-MV | EHV | PM | FOS | OPERATING | 4 | 2023-01-23
MSE0901404 | M6-0996 | Relay, G&W Type 3.1.0, Overcurrent, VFI-14 Position V4 | Relays-MV | EHV | PM | FOS | OPERATING | 4 | 2023-01-23
MSE09014-R1 | M6-0996 | VFI 14 15.5KV 630A 6 POSITIONS SF6 GAS G&W | Vacuum Fault Interrupter | EHV | PM | FOS | OPERATING | 3 | 2024-04-17
MSE09016 | M6-0996 | VFI 16 15.5KV 600A S#642-99-0014 G&W | Vacuum Fault Interrupter | EHV | PT | FOS | OPERATING | 4 | 2024-02-29
MSE09017 | M6-0996 | LBS 17 15.5KV 600A S622-92-0147 G&W | Load Break Switch | EHV | N/A | XSD | DECOMMISSIONED | 2 | 2018-01-25
MSE09017-R1 | M6-0996 | VFI 17 15.5KV 630A 4 POS SOLID DIELECTRIC G&W | Vacuum Fault Interrupter | EHV | PM | FOS | OPERATING | 4 | 2024-02-02
MSE09017V1 | M6-0996 | Relay, G&W Type 3.1.0, Overcurrent, VFI-17 Postion V1 | Relays-MV | EHV | PM | FOS | OPERATING | 4 | 2022-09-07
MSE09017V2 | M6-0996 | Relay, G&W Type 3.1.0, Overcurrent, VFI-17 Postion V2 | Relays-MV | EHV | PM | FOS | OPERATING | 4 | 2022-10-24
MSE0901801-R1 | M6-0996 | Relay, G&W Type 3, Overcurrent, VFI 18 Position V1 | Relays-MV | EHV | PM | FOS | OPERATING | 4 | 2024-02-22
MSE0901802-R1 | M6-0996 | Relay, G&W Type 3, Overcurrent, VFI 18 Position V2 | Relays-MV | EHV | PM | FOS | OPERATING | 4 | 2024-02-22
MSE0901803-R1 | M6-0996 | Relay, G&W Type 3, Overcurrent, VFI 18 Position V3 | Relays-MV | EHV | PM | FOS | OPERATING | 4 | 2024-02-23
MSE0901804-R1 | M6-0996 | Relay, G&W Type 3, Overcurrent, VFI 18 Position V4 | Relays-MV | EHV | PM | FOS | OPERATING | 4 | 2024-02-23
MSE09018-R1 | M6-0996 | VFI 18 15.5KV 630A 6 POSITIONS SF6 GAS G&W | Vacuum Fault Interrupter | EHV | PM/PT | FOS | OPERATING | 4 | 2024-04-19
MSE09019 | M6-0996 | VFI 19 15KV 600A S#V98084 6 POS SF6 GAS P-E | Vacuum Fault Interrupter | EHV | N/A | XSD | DECOMMISSIONED | 2 | 2018-01-25
MSE0901901A | M6-0996 | SINGLE PHASE TIME OC RELAY, V1, A PHASE | Relays-MV | EHV | N/A | XSD | DECOMMISSIONED | 3 | 2018-03-16
MSE0901901B | M6-0996 | SINGLE PHASE TIME OC RELAY, V1, B PHASE | Relays-MV | EHV | N/A | XSD | DECOMMISSIONED | 3 | 2018-03-16
MSE0901901C | M6-0996 | SINGLE PHASE TIME OC RELAY, V1, C PHASE | Relays-MV | EHV | N/A | XSD | DECOMMISSIONED | 3 | 2018-03-16
MSE0901901G | M6-0996 | SINGLE PHASE TIME OC RELAY, V1, G | Relays-MV | EHV | N/A | XSD | DECOMMISSIONED | 3 | 2018-03-16
MSE0901902A | M6-0996 | SINGLE PHASE TIME OC RELAY, V2, A PHASE | Relays-MV | EHV | N/A | XSD | DECOMMISSIONED | 4 | 2018-03-19
MSE0901902B | M6-0996 | SINGLE PHASE TIME OC RELAY, V2, B PHASE | Relays-MV | EHV | N/A | XSD | DECOMMISSIONED | 4 | 2018-03-19
MSE0901902C | M6-0996 | SINGLE PHASE TIME OC RELAY, V2, C PHASE | Relays-MV | EHV | N/A | XSD | DECOMMISSIONED | 4 | 2018-03-19
MSE0901902G | M6-0996 | SINGLE PHASE TIME OC RELAY, V2, G | Relays-MV | EHV | N/A | XSD | DECOMMISSIONED | 4 | 2018-03-19
MSE0901903A | M6-0996 | SINGLE PHASE TIME OC RELAY, V3, A PHASE | Relays-MV | EHV | N/A | XSD | DECOMMISSIONED | 4 | 2018-03-31
MSE0901903B | M6-0996 | SINGLE PHASE TIME OC RELAY, V3, B PHASE | Relays-MV | EHV | N/A | XSD | DECOMMISSIONED | 4 | 2018-03-31
MSE0901903C | M6-0996 | SINGLE PHASE TIME OC RELAY, V3, C PHASE | Relays-MV | EHV | N/A | XSD | DECOMMISSIONED | 4 | 2018-03-31
MSE0901903G | M6-0996 | SINGLE PHASE TIME OC RELAY, V3, G | Relays-MV | EHV | N/A | XSD | DECOMMISSIONED | 4 | 2018-03-31
MSE0901904A | M6-0996 | SINGLE PHASE TIME OC RELAY, V4, A PHASE | Relays-MV | EHV | N/A | XSD | DECOMMISSIONED | 3 | 2018-03-29
MSE0901904B | M6-0996 | SINGLE PHASE TIME OC RELAY, V4, B PHASE | Relays-MV | EHV | N/A | XSD | DECOMMISSIONED | 4 | 2018-03-29
MSE0901904C | M6-0996 | SINGLE PHASE TIME OC RELAY, V4, C PHASE | Relays-MV | EHV | N/A | XSD | DECOMMISSIONED | 4 | 2018-03-29
MSE0901904G | M6-0996 | SINGLE PHASE TIME OC RELAY, V4, G | Relays-MV | EHV | N/A | XSD | DECOMMISSIONED | 4 | 2018-03-29
MSE09019-R1 | M6-0996 | VFI 19 15.5KV 630A 6 POS SOLID DIELECTRIC G&W | Vacuum Fault Interrupter | EHV | PT | FOS | OPERATING | 4 | 2024-04-23
MSE09019V1 | M6-0996 | Relay, G&W Type 3.1.0, Overcurrent, VFI-19 Position V1 | Relays-MV | EHV | PM | FOS | OPERATING | 4 | 2024-04-08
MSE09019V2 | M6-0996 | Relay, G&W Type 3.1.0, Overcurrent, VFI-19 Position V2 | Relays-MV | EHV | PM | FOS | OPERATING | 4 | 2024-04-08
MSE09019V3 | M6-0996 | Relay, G&W Type 3.1.0, Overcurrent, VFI-19 Position V3 | Relays-MV | EHV | PM | FOS | OPERATING | 4 | 2024-04-08
MSE09019V4 | M6-0996 | Relay, G&W Type 3.1.0, Overcurrent, VFI-19 Position V4 | Relays-MV | EHV | PM | FOS | OPERATING | 4 | 2024-04-08
MSE09020 | M6-0996 | VFI 20 15KV 600A S#V98095 4 POS SF6 GAS P-E | Vacuum Fault Interrupter | EHV | PT | FOS | OPERATING | 2 | 2020-08-10
MSE0902001 | M6-0996 | Relay, Basler BE1-50/51M, Overcurrent, VFI 20 Position 1, Phase A | Relays-MV | EHV | PM | FOS | OPERATING | 4 | 2024-04-05
MSE0902002 | M6-0996 | Relay, Basler BE1-50/51M, Overcurrent, VFI 20 Position 1, Phase B | Relays-MV | EHV | PM | FOS | OPERATING | 4 | 2024-04-05
MSE0902003 | M6-0996 | Relay, Basler BE1-50/51M, Overcurrent, VFI 20 Position 1, Phase C | Relays-MV | EHV | PM | FOS | OPERATING | 4 | 2024-04-05
MSE0902004 | M6-0996 | Relay, Basler BE1-50/51M, Overcurrent, VFI 20 Position 1, Ground | Relays-MV | EHV | PM | FOS | OPERATING | 4 | 2024-04-05
MSE0902005 | M6-0996 | Relay, Basler BE1-50/51M, Overcurrent, VFI 20 Position 2, Phase A | Relays-MV | EHV | PM | FOS | OPERATING | 4 | 2024-04-05
MSE0902006 | M6-0996 | Relay, Basler BE1-50/51M, Overcurrent, VFI 20 Position 2, Phase B | Relays-MV | EHV | PM | FOS | OPERATING | 4 | 2024-04-05
MSE0902007 | M6-0996 | Relay, Basler BE1-50/51M, Overcurrent, VFI 20 Position 2, Phase C | Relays-MV | EHV | PM | FOS | OPERATING | 4 | 2024-04-05
MSE0902008 | M6-0996 | Relay, Basler BE1-50/51M, Overcurrent, VFI 20 Position 2, Ground | Relays-MV | EHV | PM | FOS | OPERATING | 4 | 2024-04-05
MSE09021 | M6-0996 | VFI 21 15KV 600A S#V98096 4 POS SF6 GAS P-E | Vacuum Fault Interrupter | EHV | N/A | NSP | DECOMMISSIONED | 2 | 2015-12-14
MSE0902101 | M6-0996 | PHASE A TIME OVERCURRENT RELAY | Relays-MV | EHV | N/A | XSD | DECOMMISSIONED | 4 | 2020-03-25
MSE0902102 | M6-0996 | PHASE B TIME OVERCURRENT RELAY | Relays-MV | EHV | N/A | XSD | DECOMMISSIONED | 4 | 2020-03-25
MSE0902103 | M6-0996 | PHASE C TIME OVERCURRENT RELAY | Relays-MV | EHV | N/A | XSD | DECOMMISSIONED | 4 | 2020-03-25
MSE0902104 | M6-0996 | PHASE G TIME OVERCURRENT RELAY | Relays-MV | EHV | N/A | XSD | DECOMMISSIONED | 4 | 2020-03-25
MSE0902105 | M6-0996 | PHASE A TIME OVERCURRENT RELAY | Relays-MV | EHV | N/A | XSD | DECOMMISSIONED | 4 | 2020-03-26
MSE0902106 | M6-0996 | PHASE B TIME OVERCURRENT RELAY | Relays-MV | EHV | N/A | XSD | DECOMMISSIONED | 4 | 2020-03-26
MSE0902107 | M6-0996 | PHASE C TIME OVERCURRENT RELAY | Relays-MV | EHV | N/A | XSD | DECOMMISSIONED | 4 | 2020-03-26
MSE0902108 | M6-0996 | PHASE G TIME OVERCURRENT RELAY | Relays-MV | EHV | N/A | XSD | DECOMMISSIONED | 4 | 2020-03-26
MSE09021-R1 | M6-0996 | VFI 21 15KV 600A S#1001376 4 POS SF6 GAS P-E | Vacuum Fault Interrupter | EHV | N/A | XSD | DECOMMISSIONED | 2 | 2020-08-10
MSE09021-R2 | M6-0996 | VFI 21 15.5KV 630A 4 POSITIONS SOLID DIELECTRIC G&W | Vacuum Fault Interrupter | EHV | PT | FOS | OPERATING | 4 | 2024-04-22
MSE09021V1 | M6-0996 | Relay, G&W Type 3, Overcurrent, VFI 21, Position V1 | Relays-MV | EHV | PM | FOS | OPERATING | 4 | 2024-02-08
MSE09021V2 | M6-0996 | Relay, G&W Type 3, Overcurrent, VFI 21, Position V2 | Relays-MV | EHV | PM | FOS | OPERATING | 4 | 2024-02-08
MSE0902201 | M6-0996 | Relay, G&W Type 3, Overcurrent, VFI 22 Position V1 | Relays-MV | EHV | PM | FOS | OPERATING | 4 | 2024-02-23
MSE0902202 | M6-0996 | Relay, G&W Type 3, Overcurrent, VFI 22 Position V2 | Relays-MV | EHV | PM | FOS | OPERATING | 4 | 2024-02-23
MSE09022-R1 | M6-0996 | VFI 22 15.5KV 630A 4 POSITIONS SF6 GAS G&W | Vacuum Fault Interrupter | EHV | PM/PT | FOS | OPERATING | 1 | 2023-10-27
MSE09023 | M6-0996 | VFI 23 15KV 630A S#643-01-0027 G&W | Vacuum Fault Interrupter | EHV | PT | FOS | OPERATING | 4 | 2024-02-28
MSE0902301 | M6-0996 | Relay, G&W Type 3, Overcurrent, VFI 23 Position V1 | Relays-MV | EHV | PM | FOS | OPERATING | 4 | 2022-06-15
MSE0902302 | M6-0996 | Relay, G&W Type 3, Overcurrent, VFI 23 Position V2 | Relays-MV | EHV | PM | FOS | OPERATING | 4 | 2022-06-15
MSE0902303 | M6-0996 | Relay, G&W Type 3, Overcurrent, VFI 23 Position V3 | Relays-MV | EHV | PM | FOS | OPERATING | 4 | 2022-06-15
MSE0902304 | M6-0996 | Relay, G&W Type 3, Overcurrent, VFI 23 Position V4 | Relays-MV | EHV | PM | FOS | OPERATING | 4 | 2022-06-15
MSE09024 | M6-0996 | LBS 24 15.5KV 600A S#622-92-0186 G&W | Load Break Switch | EHV | PT | FOS | OPERATING | 1 | 2023-10-27
MSE09025 | M6-0996 | LBS 25 15.5KV 600A S#622-92-185 G&W | Load Break Switch | EHV | N/A | XSD | DECOMMISSIONED | 2 | 2014-10-22
MSE09026 | M6-0996 | LBS 26 15.5KV 600A S#622-92-0157 G&W | Load Break Switch | EHV | N/A | XSD | DECOMMISSIONED | 1 | 2018-01-25
MSE09026-R1 | M6-0996 | VFI 26 15.5KV 630A 4 POS SOLID DIELECTRIC G&W | Vacuum Fault Interrupter | EHV | PT | FOS | OPERATING | 4 | 2023-11-28
MSE09026V1 | M6-0996 | Relay, G&W Type 3.1.0, Overcurrent, VFI-26 Position V1 | Relays-MV | EHV | PM | FOS | OPERATING | 4 | 2022-05-17
MSE09026V2 | M6-0996 | Relay, G&W Type 3.1.0, Overcurrent, VFI-26 Position V2 | Relays-MV | EHV | PM | FOS | OPERATING | 4 | 2022-05-17
MSE09027 | M7-1212 | LBS 27 15.5KV 600A S#622-92-180 G&W | Load Break Switch | EHV | N/A | XSD | DECOMMISSIONED | 2 | 2014-01-14
MSE09028 | M6-0996 | LBS 28 15.5KV 600A S#622-92-0156 G&W | Load Break Switch | EHV | N/A | XSD | DECOMMISSIONED | 2 | 2018-01-25
MSE09028-R1 | M6-0996 | VFI 28 15.5KV 630A 4 POS SOLID DIELECTRIC G&W | Vacuum Fault Interrupter | EHV | PT | FOS | OPERATING | 4 | 2024-02-29
MSE09028V1 | M6-0996 | Relay, G&W Type 3.1.0, Overcurrent, VFI-28 Position V1 | Relays-MV | EHV | PM | FOS | OPERATING | 4 | 2022-08-19
MSE09028V2 | M6-0996 | Relay, G&W Type 3.1.0, Overcurrent, VFI-28 Position V2 | Relays-MV | EHV | PM | FOS | OPERATING | 4 | 2022-08-19
MSE09029 | M6-0996 | LBS 29 15.5KV 630A 6 POSITIONS SF6 GAS G&W | Load Break Switch | EHV | PM/PT | FOS | OPERATING | 4 | 2024-02-22
MSE09031 | M6-0996 | VFI 31 15.5KV 630A 6 POSITIONS SF6 GAS G&W | Vacuum Fault Interrupter | EHV | PM | FOS | OPERATING | 4 | 2024-04-16
MSE0903101 | M6-0996 | Relay, G&W Type 3.1.0, Overcurrent, VFI-31 Position V1 | Relays-MV | EHV | PM | FOS | OPERATING | 4 | 2023-01-30
MSE0903102 | M6-0996 | Relay, G&W Type 3.1.0, Overcurrent, VFI-31 Position V2 | Relays-MV | EHV | PM | FOS | OPERATING | 4 | 2023-01-30
MSE0903103 | M6-0996 | Relay, G&W Type 3.1.0, Overcurrent, VFI-31 Position V3 | Relays-MV | EHV | PM | FOS | OPERATING | 4 | 2023-01-30
MSE0903104 | M6-0996 | Relay, G&W Type 3.1.0, Overcurrent, VFI-31 Position V4 | Relays-MV | EHV | PM | FOS | OPERATING | 4 | 2023-01-30
MSE09032 | M6-0996 | VFI 32 15.5KV 630A 6 POSITIONS SF6 GAS G&W | Vacuum Fault Interrupter | EHV | PM/PT | FOS | OPERATING | 4 | 2024-04-16
MSE0903201 | M6-0996 | Relay, G&W Type 3.1.0, Overcurrent, VFI-32 Position V1 | Relays-MV | EHV | N/A | XSD | DECOMMISSIONED | 4 | 2022-12-07
MSE0903202 | M6-0996 | Relay, G&W Type 3.1.0, Overcurrent, VFI-32 Position V2 | Relays-MV | EHV | N/A | XSD | DECOMMISSIONED | 4 | 2022-12-07
MSE0903203 | M6-0996 | Relay, G&W Type 3.1.0, Overcurrent, VFI-32 Position V3 | Relays-MV | EHV | N/A | XSD | DECOMMISSIONED | 4 | 2022-12-07
MSE0903204 | M6-0996 | Relay, G&W Type 3.1.0, Overcurrent, VFI-32 Position V4 | Relays-MV | EHV | N/A | XSD | DECOMMISSIONED | 4 | 2023-11-15
MSE09033 | Q6-0082 | LBS 33 15.5KV 600A S#643-00-0011 G&W | Load Break Switch | EHV | PM | FOS | OPERATING | 2 | 2024-03-20
MSE09034 | M6-0996 | LBS 34 15.5KV 600A S#622-92-0150 G&W | Load Break Switch | EHV | N/A | NOS | OPERATING | 1 | 2014-01-29
MSE09034-R1 | M6-0996 | LBS 34 15.5KV 630A 3 POSITIONS SF6 GAS G&W | Load Break Switch | EHV | PT | FOS | OPERATING | 3 | 2024-03-07
MSE09035 | M6-0996 | LBS 35 15.5KV 600A S#622-92-0154 G&W | Load Break Switch | EHV | PT | FOS | OPERATING | 2 | 2020-08-10
MSE09036 | M6-0996 | LBS 36 15.5KV 600A S#622-92-0146 G&W | Load Break Switch | EHV | PT | FOS | OPERATING | 2 | 2020-08-10
MSE09037 | M6-0996 | LBS 37 15.5KV 600A S622-93-162 G&W | Load Break Switch | EHV | PT | FOS | OPERATING | 2 | 2020-08-10
MSE09039 | M6-0996 | LBS 39 15KV 600A S#643-01-0007 G&W | Load Break Switch | EHV | PT | FOS | OPERATING | 4 | 2024-02-29
MSE09040 | M6-0996 | LBS 40 15.5KV 600A S622-89-0138 G&W | Load Break Switch | EHV | PT | FOS | OPERATING | 2 | 2023-09-07
MSE09041 | M6-0996 | LBS 41 15.5 KV 600A S# 622-00-0040 G&W | Load Break Switch | EHV | PT | FOS | OPERATING | 2 | 2023-03-06
MSE09042 | M6-0996 | LBS 42 15.5KV 600A S622-92-0076 G&W | Load Break Switch | EHV | PT | FOS | OPERATING | 2 | 2022-11-01
MSE09043 | M6-0996 | LBS 43 15.5KV 600A S622-92-0074 G&W | Load Break Switch | EHV | PM/AS | NOS | DECOMMISSIONED | 1 | 2024-04-29
MSE09044 | M6-0996 | LBS 44 15.5KV 600A S622-92-0082 G&W | Load Break Switch | EHV | N/A | XSD | DECOMMISSIONED | 2 | 2015-11-06
MSE09044-R1 | M6-0996 | LBS 44 15.5KV 630A 4 POS SOLID DIELECTRIC G&W | Load Break Switch | EHV | PT | FOS | OPERATING | 4 | 2024-05-09
MSE09045 | M6-0996 | VFI 45 15KV 600A S#V98091 5 POS SF6 GAS P-E | Vacuum Fault Interrupter | EHV | N/A | XSD | DECOMMISSIONED | 2 | 2016-02-17
MSE0904501 | M6-0996 | PHASE A TIME OVERCURRENT RELAY | Relays-MV | EHV | N/A | XSD | DECOMMISSIONED | 4 | 2016-03-04
MSE0904501-R1 | M6-0996 | Relay, G&W Type 3.1.0, Overcurrent, VFI-45 Position V1 | Relays-MV | EHV | PM | FOS | OPERATING | 4 | 2022-09-22
MSE0904502 | M6-0996 | PHASE B TIME OVERCURRENT RELAY | Relays-MV | EHV | N/A | XSD | DECOMMISSIONED | 4 | 2016-03-04
MSE0904502-R1 | M6-0996 | Relay, G&W Type 3.1.0, Overcurrent, VFI-45 Position V2 | Relays-MV | EHV | PM | FOS | OPERATING | 4 | 2022-09-22
MSE0904503 | M6-0996 | PHASE C TIME OVERCURRENT RELAY | Relays-MV | EHV | N/A | XSD | DECOMMISSIONED | 4 | 2016-03-04
MSE0904503-R1 | M6-0996 | Relay, G&W Type 3.1.0, Overcurrent, VFI-45 Position V3 | Relays-MV | EHV | PM | FOS | OPERATING | 4 | 2022-09-22
MSE0904504 | M6-0996 | PHASE G TIME OVERCURRENT RELAY | Relays-MV | EHV | N/A | XSD | DECOMMISSIONED | 4 | 2016-03-04
MSE0904505 | M6-0996 | PHASE A TIME OVERCURRENT RELAY | Relays-MV | EHV | N/A | XSD | DECOMMISSIONED | 4 | 2016-03-07
MSE0904506 | M6-0996 | PHASE B TIME OVERCURRENT RELAY | Relays-MV | EHV | N/A | XSD | DECOMMISSIONED | 4 | 2016-03-07
MSE0904507 | M6-0996 | PHASE C TIME OVERCURRENT RELAY | Relays-MV | EHV | N/A | XSD | DECOMMISSIONED | 4 | 2016-03-07
MSE0904508 | M6-0996 | PHASE G TIME OVERCURRENT RELAY | Relays-MV | EHV | N/A | XSD | DECOMMISSIONED | 4 | 2016-03-07
MSE0904509 | M6-0996 | PHASE A TIME OVERCURRENT RELAY | Relays-MV | EHV | N/A | XSD | DECOMMISSIONED | 4 | 2016-03-08
MSE0904510 | M6-0996 | PHASE BTIME OVERCURRENT RELAY | Relays-MV | EHV | N/A | XSD | DECOMMISSIONED | 4 | 2014-03-13
MSE0904511 | M6-0996 | PHASE C TIME OVERCURRENT RELAY | Relays-MV | EHV | N/A | XSD | DECOMMISSIONED | 4 | 2014-03-13
MSE0904512 | M6-0996 | PHASE G TIME OVERCURRENT RELAY | Relays-MV | EHV | N/A | XSD | DECOMMISSIONED | 4 | 2016-03-11
MSE09045-R1 | M6-0996 | VFI 45 15.5KV 630A 5 POS SOLID DIELECTRIC G&W | Vacuum Fault Interrupter | EHV | PM/PT | FOS | OPERATING | 4 | 2024-05-08
MSE09046 | M6-0996 | LBS 46 15.5KV 600A S622-92-0159 G&W | Load Break Switch | EHV | N/A | XSD | DECOMMISSIONED | 2 | 2020-08-10
MSE09048 | M6-0996 | LBS 48 15.5KV 600A S622-92-0050 G&W | Load Break Switch | EHV | PT | FOS | OPERATING | 2 | 2020-08-10
MSE09049 | M6-0996 | LBS 49 15.5KV 600A S622-02-0055 G&W | Load Break Switch | EHV | PT | FOS | OPERATING | 3 | 2024-02-27
MSE09050 | M6-0996 | LBS 50 15.5KV 600A S#622-92-0085 G&W | Load Break Switch | EHV | PT | FOS | OPERATING | 2 | 2020-08-10
MSE09052 | M6-0996 | LBS 52 15.5KV 600A S622-92-0181 G&W | Load Break Switch | EHV | PT | FOS | OPERATING | 2 | 2020-08-10
MSE09053 | M6-0996 | VFI 53 15 KV 600A S#643-02-0004 G&W | Vacuum Fault Interrupter | EHV | PT | FOS | OPERATING | 4 | 2024-04-29
MSE0905301 | M6-0996 | RELAY, MULTI PHASE OVERCURRENT, VFI53, V1 | Relays-MV | EHV | PM | FOS | OPERATING | 4 | 2024-03-08
MSE0905302 | M6-0996 | RELAY, MULTI PHASE OVERCURRENT, VFI53, V2 | Relays-MV | EHV | PM | FOS | OPERATING | 4 | 2024-03-08
MSE09054 | M6-0996 | VFI 54 15KV 600A S#V98088 6 POS SF6 GAS P-E | Vacuum Fault Interrupter | EHV | PT | FOS | OPERATING | 4 | 2024-04-30
MSE0905401 | M6-0996 | Relay, Basler BE1-50/51M, Overcurrent, VFI 54 Position 1, Phase A | Relays-MV | EHV | PM | FOS | OPERATING | 4 | 2022-05-18
MSE0905402 | M6-0996 | Relay, Basler BE1-50/51M, Overcurrent, VFI 54 Position 1, Phase B | Relays-MV | EHV | PM | FOS | OPERATING | 4 | 2022-05-18
MSE0905403 | M6-0996 | Relay, Basler BE1-50/51M, Overcurrent, VFI 54 Position 1, Phase C | Relays-MV | EHV | PM | FOS | OPERATING | 4 | 2022-05-18
MSE0905404 | M6-0996 | Relay, Basler BE1-50/51M, Overcurrent, VFI 54 Position 1, Ground | Relays-MV | EHV | PM | FOS | OPERATING | 4 | 2022-05-18
MSE0905405 | M6-0996 | Relay, Basler BE1-50/51M, Overcurrent, VFI 54 Position 2, Phase A | Relays-MV | EHV | PM | FOS | OPERATING | 4 | 2020-04-16
MSE0905406 | M6-0996 | Relay, Basler BE1-50/51M, Overcurrent, VFI 54 Position 2, Phase B | Relays-MV | EHV | PM | FOS | OPERATING | 4 | 2020-04-16
MSE0905407 | M6-0996 | Relay, Basler BE1-50/51M, Overcurrent, VFI 54 Position 2, Phase C | Relays-MV | EHV | PM | FOS | OPERATING | 4 | 2020-04-16
MSE0905408 | M6-0996 | Relay, Basler BE1-50/51M, Overcurrent, VFI 54 Position 2, Ground | Relays-MV | EHV | PM | FOS | OPERATING | 4 | 2020-04-16
MSE0905413 | M6-0996 | Relay, Basler BE1-50/51M, Overcurrent, VFI 54 Position 3, Phase A | Relays-MV | EHV | PM | FOS | OPERATING | 4 | 2020-05-07
MSE0905414 | M6-0996 | Relay, Basler BE1-50/51M, Overcurrent, VFI 54 Position 3, Phase B | Relays-MV | EHV | PM | FOS | OPERATING | 4 | 2020-05-07
MSE0905415 | M6-0996 | Relay, Basler BE1-50/51M, Overcurrent, VFI 54 Position 3, Phase C | Relays-MV | EHV | PM | FOS | OPERATING | 4 | 2020-05-07
MSE0905416 | M6-0996 | Relay, Basler BE1-50/51M, Overcurrent, VFI 54 Position 3, Ground | Relays-MV | EHV | PM | FOS | OPERATING | 4 | 2020-05-07
MSE09055 | M6-0996 | LBS 55 15.5KV 600A S622-92-0160 G&W | Load Break Switch | EHV | PT | FOS | OPERATING | 2 | 2020-08-10
MSE09056 | M6-0996 | LBS 56 15.5KV 600A S#622-92-0188 G&W | Load Break Switch | EHV | N/A | XSD | DECOMMISSIONED | 2 | 2016-02-17
MSE09056-R1 | M6-0996 | VFI 56 15.5KV 630A 5 POS SOLID DIELECTRIC G&W | Vacuum Fault Interrupter | EHV | PT | FOS | OPERATING | 4 | 2024-02-29
MSE09056V1 | M6-0996 | Relay, G&W Type 3.1.0, Overcurrent, VFI-56 Position V1 | Relays-MV | EHV | PM | FOS | OPERATING | 4 | 2023-06-08
MSE09056V2 | M6-0996 | Relay, G&W Type 3.1.0, Overcurrent, VFI-56 Position V2 | Relays-MV | EHV | PM | FOS | OPERATING | 4 | 2023-06-08
MSE09056V3 | M6-0996 | Relay, G&W Type 3.1.0, Overcurrent, VFI-56 Position V3 | Relays-MV | EHV | PM | FOS | OPERATING | 4 | 2023-06-08
MSE09057 | M6-0996 | LBS 57 15KV 600A S#G97124 P-E | Load Break Switch | EHV | N/A | XSD | DECOMMISSIONED | 3 | 2020-11-11
MSE09058 | M6-0996 | LBS 58 15KV 600A S#G97122 P-E | Load Break Switch | EHV | N/A | XSD | DECOMMISSIONED | 2 | 2020-08-10
MSE09059 | M6-0996 | LBS 59 15.5KV 600A S#622-92-0152 G&W | Load Break Switch | EHV | PT | FOS | OPERATING | 2 | 2020-08-10
MSE0906201 | M6-0996 | Relay, G&W Type 3, Overcurrent, VFI 62 Position V1 | Relays-MV | EHV | PM | FOS | OPERATING | 4 | 2024-03-05
MSE0906202 | M6-0996 | Relay, G&W Type 3, Overcurrent, VFI 62 Position V2 | Relays-MV | EHV | PM | FOS | OPERATING | 4 | 2024-03-05
MSE0906203 | M6-0996 | Relay, G&W Type 3, Overcurrent, VFI 62 Position V3 | Relays-MV | EHV | PM | FOS | OPERATING | 4 | 2024-03-05
MSE0906204 | M6-0996 | Relay, G&W Type 3, Overcurrent, VFI 62 Position V4 | Relays-MV | EHV | PM | FOS | OPERATING | 4 | 2024-03-05
MSE09062-R1 | M6-0996 | VFI 62 15.5KV 630A 6 POSITIONS SF6 GAS G&W | Vacuum Fault Interrupter | EHV | PT | FOS | OPERATING | 4 | 2024-02-28
MSE0906301-R1 | M6-0996 | Relay, G&W Type 3, Overcurrent, VFI 63 Position V1 | Relays-MV | EHV | PM | FOS | OPERATING | 4 | 2024-03-06
MSE0906302-R1 | M6-0996 | Relay, G&W Type 3, Overcurrent, VFI 63 Position V2 | Relays-MV | EHV | PM | FOS | OPERATING | 4 | 2024-03-06
MSE0906303-R1 | M6-0996 | Relay, G&W Type 3, Overcurrent, VFI 63 Position V3 | Relays-MV | EHV | PM | FOS | OPERATING | 4 | 2024-03-06
MSE0906304-R1 | M6-0996 | Relay, G&W Type 3, Overcurrent, VFI 63 Position V4 | Relays-MV | EHV | PM | FOS | OPERATING | 4 | 2024-03-06
MSE09063-R1 | M6-0996 | VFI 63 15.5KV 630A 6 POSITIONS SF6 GAS G&W | Vacuum Fault Interrupter | EHV | PM/PT | FOS | OPERATING | 4 | 2024-02-02
MSE0906501-R1 | M6-0996 | Relay, G&W Type 3, Overcurrent, VFI 65 Position V1 | Relays-MV | EHV | PM | FOS | OPERATING | 4 | 2024-03-07
MSE0906502-R1 | M6-0996 | Relay, G&W Type 3, Overcurrent, VFI 65 Position V2 | Relays-MV | EHV | PM | FOS | OPERATING | 4 | 2024-03-07
MSE0906503-R1 | M6-0996 | Relay, G&W Type 3, Overcurrent, VFI 65 Position V3 | Relays-MV | EHV | PM | FOS | OPERATING | 4 | 2024-03-07
MSE0906504-R1 | M6-0996 | Relay, G&W Type 3, Overcurrent, VFI 65 Position V4 | Relays-MV | EHV | PM | FOS | OPERATING | 4 | 2024-03-07
MSE09065-R1 | M6-0996 | VFI 65 15.5KV 630A 6 POSITIONS SF6 GAS G&W | Vacuum Fault Interrupter | EHV | PM/PT | FOS | OPERATING | 4 | 2024-02-02
MSE09071 | M6-0996 | VFI 71 15.5KV 630A 4 POSITIONS SF6 GAS G&W | Vacuum Fault Interrupter | EHV | PT | FOS | OPERATING | 4 | 2024-02-28
MSE0907101 | M6-0996 | Relay, G&W Type 3.1.0, Overcurrent, VFI-71 Position V1 | Relays-MV | EHV | PM | FOS | OPERATING | 4 | 2022-09-08
MSE0907102 | M6-0996 | Relay, G&W Type 3.1.0, Overcurrent, VFI-71 Position V2 | Relays-MV | EHV | PM | FOS | OPERATING | 4 | 2022-09-08
MSE09072 | M6-0996 | LBS 72 15.5KV 600A S622-92-0162 G&W | Load Break Switch | EHV | N/A | XSD | DECOMMISSIONED | 2 | 2018-04-13
MSE09072-R1 | M6-0996 | LBS 72 15.5KV 630A 6 POS SOLID DIELECTRIC G&W | Load Break Switch | EHV | PT | FOS | OPERATING | 4 | 2024-05-06
MSE09073-R1 | M6-0996 | LBS 73 15.5KV 630A 6 POSITIONS SF6 GAS G&W | Load Break Switch | EHV | PM | FOS | OPERATING | 2 | 2023-10-27
MSE09074 | M6-0996 | LBS 74 15.5KV 630A 6 POSITIONS SF6 GAS G&W | Load Break Switch | EHV | PM | FOS | OPERATING | 4 | 2024-03-11
MSE09077 | M6-0996 | LBS 77 15KV 600A 3 POSITIONS SF6 GAS P-E | Load Break Switch | EHV | PT | FOS | OPERATING | 4 | 2024-04-17
MSE09078 | M6-0996 | LBS 78 15.5KV 600A S#622-92-0179 G&W | Load Break Switch | EHV | N/A | XSD | DECOMMISSIONED | 2 | 2018-01-25
MSE09078-R1 | M6-0996 | VFI 78 15.5KV 630A 3 POS SOLID DIELECTRIC G&W | Vacuum Fault Interrupter | EHV | PT | FOS | OPERATING | 4 | 2024-02-02
MSE09078V1 | M6-0996 | Relay, G&W Type 3.1.0, Overcurrent, VFI-78 Position V1 | Relays-MV | EHV | PM | FOS | OPERATING | 4 | 2022-08-02
MSE09079 | M6-0996 | LBS 79 15.5KV 600A S#622-93-0139 G&W | Load Break Switch | EHV | N/A | XSD | DECOMMISSIONED | 2 | 2014-10-22
MSE09079-R1 | M6-0996 | LBS 79 15.5KV 630A 5 POSITIONS SF6 GAS G&W | Load Break Switch | EHV | PT | FOS | OPERATING | 3 | 2024-02-22
MSE09080 | M6-0996 | LBS 80 15.5KV 600A S#622-92-0048 G&W | Load Break Switch | EHV | PT | FOS | OPERATING | 4 | 2023-11-29
MSE09081 | M6-0996 | VFI 81 15.5KV 600A S#643-02-005 G&W | Vacuum Fault Interrupter | EHV | PT | FOS | OPERATING | 3 | 2024-02-01
MSE0908101 | M6-0996 | Relay, G&W Type 3, Overcurrent, VFI 81 Position V1 | Relays-MV | EHV | PM | FOS | OPERATING | 4 | 2022-06-13
MSE0908102 | M6-0996 | Relay, G&W Type 3, Overcurrent, VFI 81 Position V2 | Relays-MV | EHV | PM | FOS | OPERATING | 4 | 2022-06-13
MSE09082 | M3-0008 | LBS 82 13.2KV 600A, KEARNEY | Load Break Switch | EHV | N/A | XSD | DECOMMISSIONED | 2 | 2015-01-09
MSE0908201 | K6-1446F | Relay, G&W Type 3.1.0, Overcurrent, VFI-82 Position V1 | Relays-MV | EHV | PM/TS | NSP | DECOMMISSIONED | 4 | 2021-07-06
MSE0908202 | K6-1446F | Relay, G&W Type 3.1.0, Overcurrent, VFI-82 Position V2 | Relays-MV | EHV | PM/TS | NSP | DECOMMISSIONED | 4 | 2021-07-06
MSE09082-R1 | K6-1446F | VFI 82 15.5KV 630A 4 POS SOLID DIELECTRIC G&W | Vacuum Fault Interrupter | EHV | PM/AS | NSP | OPERATING | 4 | 2022-02-17
MSE0908301 | M6-0996 | RELAY, G&W OC VFI 83-V1 | Relays-MV | EHV | PM | FOS | OPERATING | 4 | 2022-08-17
MSE0908302 | M6-0996 | RELAY G&W OC VFI 83-V2 | Relays-MV | EHV | PM | FOS | OPERATING | 4 | 2022-08-17
MSE09083-R1 | M6-0996 | VFI 83 15.5KV 630A 4 POS. G&W, S/N 200812050005 | Vacuum Fault Interrupter | EHV | PT | FOS | OPERATING | 4 | 2024-03-28
MSE09084 | M6-0639 | LBS 84 15KV 600A S#622-92-0087 G&W | Load Break Switch | EHV | N/A | XSD | DECOMMISSIONED | 2 | 2018-01-25
MSE09084-R1 | M6-0996 | VFI 84 15.5KV 630A 5 POS SOLID DIELECTRIC G&W | Vacuum Fault Interrupter | EHV | PT | FOS | OPERATING | 4 | 2024-02-23
MSE09084V1 | M6-0996 | Relay, G&W Type 3.1.0, Overcurrent, VFI-84 Position V1 | Relays-MV | EHV | PM | FOS | OPERATING | 4 | 2022-08-02
MSE09084V2 | M6-0996 | Relay, G&W Type 3.1.0, Overcurrent, VFI-84 Position V2 | Relays-MV | EHV | PM | FOS | OPERATING | 4 | 2022-08-02
MSE09084V3 | M6-0996 | Relay, G&W Type 3.1.0, Overcurrent, VFI-84 Position V3 | Relays-MV | EHV | PM | FOS | OPERATING | 4 | 2022-08-02
MSE09085 | M6-0996 | LBS 85 15.5KV 600A S622-92-0187 G&W | Load Break Switch | EHV | PT | FOS | OPERATING | 3 | 2024-02-01
MSE09086 | M6-0996 | LBS 86 15.5KV 600A S622-92-0049 G&W | Load Break Switch | EHV | N/A | XSD | DECOMMISSIONED | 2 | 2020-08-10
MSE09086-R1 | M6-0996 | VFI 86 15.5KV 630A 6 POS SOLID DIELECTRIC G&W | Vacuum Fault Interrupter | EHV | PT | FOS | OPERATING | 4 | 2024-02-23
MSE09087 | M6-0996 | LBS 87 15.5KV 600A S#622-93-0078 G&W | Load Break Switch | EHV | PT | FOS | OPERATING | 4 | 2024-02-26
MSE09089 | M6-0996 | VFI 89 15.5KV 630A 4 POSITIONS SF6 GAS | Vacuum Fault Interrupter | EHV | PT | FOS | OPERATING | 4 | 2023-12-06
MSE09089V1 | M6-0996 | Relay, G&W Type 3, Overcurrent, VFI 89 Position V1 | Relays-MV | EHV | PM | FOS | OPERATING | 4 | 2023-10-19
MSE09089V2 | M6-0996 | Relay, G&W Type 3, Overcurrent, VFI 89 Position V2 | Relays-MV | EHV | PM | FOS | OPERATING | 4 | 2023-10-19
MSE09096 | M6-0996 | VFI 96 15.5KV 630A 6 POS. SF6 GAS G&W | Vacuum Fault Interrupter | EHV | PT | FOS | OPERATING | 4 | 2024-01-29
MSE09097 | M6-0996 | VFI 97 15.5KV 630A 6 POS. SF6 GAS G&W | Vacuum Fault Interrupter | EHV | PT | FOS | OPERATING | 4 | 2024-01-29
MSE09098 | M6-0996 | LBS 98 15.5KV 630A 4 POSITIONS SF6 GAS G&W | Load Break Switch | EHV | PT | FOS | OPERATING | 4 | 2024-02-01
MSE09099 | M6-0996 | VFI 99 15.5KV 600A S#643-02-0006 G&W | Vacuum Fault Interrupter | EHV | N/A | NOS | DECOMMISSIONED | 1 | 2014-10-22
MSE0909901 | M6-0996 | RELAY, MULTIPHASE, OVERCURRENT, VFI 99, V1 | Relays-MV | EHV | N/A | NOS | DECOMMISSIONED | 4 | 2013-03-13
MSE0909901-R1 | M6-0996 | Relay, G&W Type 3, Overcurrent, VFI 99 Position V1 Survalent Technology | Relays-MV | EHV | PM | FOS | OPERATING | 4 | 2023-03-14
MSE0909902 | M6-0996 | RELAY, MULTIPHASE, OVERCURRENT, VFI 99, V2 | Relays-MV | EHV | N/A | NOS | DECOMMISSIONED | 4 | 2013-03-13
MSE0909902-R1 | M6-0996 | Relay, G&W Type 3, Overcurrent, VFI 99 Position V2 Survalent Technology | Relays-MV | EHV | PM | FOS | OPERATING | 4 | 2023-03-14
MSE09099-R1 | M6-0996 | VFI 99 15.5KV 630A 4 POSITIONS SF6 GAS G&W | Vacuum Fault Interrupter | EHV | PT | FOS | OPERATING | 4 | 2023-11-28
MSE0938A | M6-0996 | LBS 38A 15.5KV 600A S622-93-0163 G&W | Load Break Switch | EHV | N/A | XSD | DECOMMISSIONED | 5 | 2022-01-24
MSE0938A-R1 | M6-0996 | VFI 38A 15.5KV 630A 4 POS SOLID DIELECTRIC G&W | Vacuum Fault Interrupter | EHV | PT | FOS | OPERATING | 4 | 2024-02-01
MSE0938AV1 | M6-0996 | Relay, G&W Type 3.1, Overcurrent, VFI 38A Position V1 | Relays-MV | EHV | PM | FOS | OPERATING | 4 | 2024-03-11
MSE0938AV2 | M6-0996 | Relay, G&W Type 3.1, Overcurrent, VFI 38A Position V2 | Relays-MV | EHV | PM | FOS | OPERATING | 4 | 2024-03-11
MSE0938B | M6-0996 | LBS 38B 15.5KV 600A S622-93-0161 G&W | Load Break Switch | EHV | N/A | XSD | DECOMMISSIONED | 2 | 2021-10-06
MSE0938B-R1 | M6-0996 | VFI 38B 15.5KV 630A 4 POS SOLID DIELECTRIC G&W | Vacuum Fault Interrupter | EHV | PT | FOS | OPERATING | 4 | 2024-02-22
MSE0938BV1 | M6-0996 | Relay, G&W Type 3.1, Overcurrent, VFI 38B Position V1 | Relays-MV | EHV | PM | FOS | OPERATING | 4 | 2024-03-11
MSE09401 | M6-0996 | LBS 401 15.5KV 600A S622-01-0037 G&W | Load Break Switch | EHV | PT | FOS | OPERATING | 4 | 2023-11-21
MSE09402 | M6-0996 | LBS 402 15.5KV 600A S#622-01-0034 G&W | Load Break Switch | EHV | PT | FOS | OPERATING | 4 | 2024-03-11
MSE09403 | M6-0996 | VFI 403 15.5KV 630A 4 POS. SF6 GAS G&W | Vacuum Fault Interrupter | EHV | PT | FOS | OPERATING | 4 | 2023-10-30
MSE09404 | M6-0996 | LBS 404 15.5KV 600A S#625-93-0185 G&W | Load Break Switch | EHV | PT | FOS | OPERATING | 3 | 2024-03-01
MSE09405 | M6-0996 | VFI 405 15.5KV 630A 4 POSITIONS SF6 GAS G&W | Vacuum Fault Interrupter | EHV | PM | FOS | OPERATING | 4 | 2024-05-06
MSE09405V1 | M6-0996 | Relay, G&W Type 3, Overcurrent, VFI-405 Position V1 | Relays-MV | EHV | PM | FOS | OPERATING | 4 | 2022-07-11
MSE09405V2 | M6-0996 | Relay, G&W Type 3, Overcurrent, VFI-405 Position V2 | Relays-MV | EHV | PM | FOS | OPERATING | 4 | 2022-07-06
MSE09406 | M6-0996 | LBS 406 15.5KV 600A S#622-92-0189 G&W | Load Break Switch | EHV | N/A | XSD | DECOMMISSIONED | 2 | 2017-03-28
MSE09406-R1 | M6-0996 | VFI 406 15.5KV 630A 5 POS SOLID DIELECTRIC G&W | Vacuum Fault Interrupter | EHV | PT | FOS | OPERATING | 4 | 2023-12-27
MSE09406V1 | M6-0996 | Relay, G&W Type 3.1.0, Overcurrent, VFI-406 Position V1 | Relays-MV | EHV | PM | FOS | OPERATING | 4 | 2023-01-31
MSE09406V2 | M6-0996 | Relay, G&W Type 3.1.0, Overcurrent, VFI-406 Position V2 | Relays-MV | EHV | PM | FOS | OPERATING | 4 | 2023-01-31
MSE09406V3 | M6-0996 | Relay, G&W Type 3.1.0, Overcurrent, VFI-406 Position V3 | Relays-MV | EHV | PM | FOS | OPERATING | 3 | 2023-02-01
MSE09407 | M6-0996 | LBS 407 15.5KV 600A S#622-94-0272 G&W | Load Break Switch | EHV | N/A | XSD | DECOMMISSIONED | 3 | 2017-08-07
MSE09407-R1 | M6-0996 | LBS 407 15.5KV 630A 6 POS SOLID DIELECTRIC G&W | Load Break Switch | EHV | PT | FOS | OPERATING | 4 | 2024-03-01
MSE09408 | M6-0996 | LBS 408 15.5KV 600A S#622-94-0273 G&W | Load Break Switch | EHV | PT | FOS | OPERATING | 3 | 2024-02-02
MSE09409 | M6-0996 | VFI 409 15.5KV 630A 5 POS SOLID DIELECTRIC G&W | Vacuum Fault Interrupter | EHV | PM/PT | FOS | OPERATING | 4 | 2024-02-23
MSE09412 | M6-0996 | LBS 412 15.5KV 630A 6 POS SOLID DIELECTRIC G&W | Load Break Switch | EHV | PM/PT | FOS | OPERATING | 4 | 2024-02-23
MSE09413 | M6-0996 | LBS 413 15.5KV 630A 6 POS SOLID DIELECTRIC G&W | Load Break Switch | EHV | PM/PT | FOS | OPERATING | 4 | 2024-02-25
MSE09414 | M6-0996 | LBS 414 15.5KV 630A 6 POS SOLID DIELECTRIC G&W | Load Break Switch | EHV | PM/PT | FOS | OPERATING | 4 | 2024-02-25
MSE09415 | M6-0996 | LBS 415 15.5KV 630A 3 POS SOLID DIELECTRIC G&W | Load Break Switch | EHV | PM/PT | FOS | OPERATING | 4 | 2024-02-23
MSE09416 | M6-0996 | LBS 416 15.5KV 630A 3 POS SOLID DIELECTRIC G&W | Load Break Switch | EHV | PM/PT | FOS | OPERATING | 4 | 2024-02-27
MSE09417 | M6-0996 | VFI 417 15.5KV 630A 4 POS SOLID DIELECTRIC G&W | Vacuum Fault Interrupter | EHV | PM/PT | FOS | OPERATING | 4 | 2024-02-27
MSE09417V1 | M6-0996 | Relay, G&W Type 3.1.0, Overcurrent, VFI-417 Position V1 | Relays-MV | EHV | PM | FOS | OPERATING | 4 | 2023-08-28
MSE09417V2 | M6-0996 | Relay, G&W Type 3, Overcurrent, VFI 417 Position V2 | Relays-MV | EHV | PM | FOS | OPERATING | 4 | 2023-08-28
MSE09418 | M6-0996 | LBS 418 15.5KV 630A 3 POS SOLID DIELECTRIC G&W | Load Break Switch | EHV | PM/PT | FOS | OPERATING | 4 | 2024-02-27
MSE13001 | M6-0996 | PWR MANHOLE 1 IND AREA | Manholes | EHV | PM | FOS | OPERATING | 4 | 2021-06-28
MSE13001A | M6-0996 | PWR MANHOLE 1A | Manholes | EHV | PM | FOS | OPERATING | 4 | 2021-05-06
MSE13002 | M6-0996 | PWR MANHOLE 2 IND AREA | Manholes | EHV | PM | FOS | OPERATING | 3 | 2020-02-06
MSE13003 | M6-0996 | PWR MANHOLE 3 IND AREA | Manholes | EHV | PM | FOS | OPERATING | 4 | 2020-02-11
MSE13004 | M6-0996 | PWR MANHOLE 4 IND AREA | Manholes | EHV | PM | FOS | OPERATING | 4 | 2020-02-11
MSE13005 | M6-0996 | PWR MANHOLE 5 IND AREA | Manholes | EHV | PM | FOS | OPERATING | 3 | 2020-02-12
MSE13006 | M6-0996 | PWR MANHOLE 6 IND AREA | Manholes | EHV | PM | FOS | OPERATING | 3 | 2020-02-12
MSE13007 | M6-0996 | PWR MANHOLE 7 IND AREA | Manholes | EHV | PM | FOS | OPERATING | 4 | 2016-02-09
MSE13008 | M6-0996 | PWR MANHOLE 8 IND AREA | Manholes | EHV | PM | FOS | OPERATING | 4 | 2020-03-03
MSE13009 | M6-0996 | PWR MANHOLE 9 IND AREA | Manholes | EHV | PM | FOS | OPERATING | 4 | 2021-06-28
MSE13009A | M6-0996 | PWR MANHOLE 9A | Manholes | EHV | PM | FOS | OPERATING | 4 | 2019-07-19
MSE13010 | M6-0996 | PWR MANHOLE 10 IND AREA | Manholes | EHV | PM | FOS | OPERATING | 4 | 2021-07-01
MSE13011 | M6-0996 | PWR MANHOLE 11 IND AREA | Manholes | EHV | PM | FOS | OPERATING | 4 | 2021-07-01
MSE13012 | M6-0996 | PWR MANHOLE 12 IND AREA | Manholes | EHV | PM | FOS | OPERATING | 4 | 2021-07-07
MSE13013 | M6-0996 | PWR MANHOLE 13 IND AREA | Manholes | EHV | PM | FOS | OPERATING | 4 | 2021-07-02
MSE13014 | M6-0996 | PWR MANHOLE 14 IND AREA | Manholes | EHV | PM | FOS | OPERATING | 4 | 2014-09-11
MSE13015 | M6-0996 | PWR MANHOLE 15 IND AREA | Manholes | EHV | PM | FOS | OPERATING | 4 | 2021-05-19
MSE13016 | M6-0996 | PWR MANHOLE 16 IND AREA | Manholes | EHV | PM | FOS | OPERATING | 4 | 2021-05-26
MSE13017 | M6-0996 | PWR MANHOLE 17 IND AREA | Manholes | EHV | PM | FOS | OPERATING | 4 | 2021-05-19
MSE13018 | M6-0996 | PWR MANHOLE 18 IND AREA | Manholes | EHV | PM | FOS | OPERATING | 4 | 2021-07-02
MSE13019 | M6-0996 | PWR MANHOLE 19 IND AREA | Manholes | EHV | PM | FOS | OPERATING | 4 | 2021-07-02
MSE13020 | M6-0996 | PWR MANHOLE 20 IND AREA | Manholes | EHV | PM | FOS | OPERATING | 3 | 2017-05-19
MSE13020A | M6-0996 | PWR MANHOLE 20A IND AREA | Manholes | EHV | PM | FOS | OPERATING | 4 | 2021-05-20
MSE13021 | M6-0996 | PWR MANHOLE 21 IND AREA | Manholes | EHV | PM | FOS | OPERATING | 3 | 2021-05-21
MSE13021A | M6-0996 | PWR MANHOLE 21A IND AREA | Manholes | EHV | PM | FOS | OPERATING | 4 | 2021-05-27
MSE13022 | M6-0996 | PWR MANHOLE 22 IND AREA | Manholes | EHV | PM | FOS | OPERATING | 4 | 2021-06-02
MSE13023 | M6-0996 | PWR MANHOLE 23 IND AREA | Manholes | EHV | PM | FOS | OPERATING | 4 | 2021-06-02
MSE13024 | M6-0996 | PWR MANHOLE 24 IND AREA | Manholes | EHV | PM | FOS | OPERATING | 3 | 2014-10-07
MSE13025 | M6-0996 | PWR MANHOLE 25 IND AREA | Manholes | EHV | PM | FOS | OPERATING | 4 | 2014-10-21
MSE13026 | M6-0996 | PWR MANHOLE 26 IND AREA | Manholes | EHV | PM | FOS | OPERATING | 4 | 2021-12-28
MSE13027 | M6-0996 | PWR MANHOLE 27 IND AREA | Manholes | EHV | PM | FOS | OPERATING | 4 | 2021-12-28
MSE13028 | M6-0996 | PWR MANHOLE 28 IND AREA | Manholes | EHV | PM | FOS | OPERATING | 3 | 2021-06-17
MSE13029 | M6-0996 | PWR MANHOLE 29 IND AREA | Manholes | EHV | PM | FOS | OPERATING | 4 | 2021-06-17
MSE13030 | M6-0996 | PWR MANHOLE 30 IND AREA | Manholes | EHV | PM | FOS | OPERATING | 3 | 2021-06-18
MSE13031 | M6-0996 | PWR MANHOLE 31 IND AREA | Manholes | EHV | PM | FOS | OPERATING | 4 | 2021-06-23
MSE13032 | M6-0996 | PWR MANHOLE 32 IND AREA | Manholes | EHV | PM | FOS | OPERATING | 4 | 2021-06-18
MSE13034 | M6-0996 | PWR MANHOLE 34 IND AREA | Manholes | EHV | PM | FOS | OPERATING | 4 | 2014-10-22
MSE13035 | M6-0996 | PWR MANHOLE 35 IND AREA | Manholes | EHV | PM | FOS | OPERATING | 4 | 2021-06-29
MSE13036 | M6-0996 | PWR MANHOLE 36 IND AREA | Manholes | EHV | PM | FOS | OPERATING | 3 | 2021-06-29
MSE13036A | M6-0996 | PWR MANHOLE 36A | Manholes | EHV | PM | FOS | OPERATING | 4 | 2021-12-10
MSE13037 | M6-0996 | PWR MANHOLE 37 IND AREA | Manholes | EHV | PM | FOS | OPERATING | 4 | 2015-02-04
MSE13038 | M6-0996 | PWR MANHOLE 38 IND AREA | Manholes | EHV | PM | FOS | OPERATING | 3 | 2015-05-21
MSE13039 | M6-0996 | PWR MANHOLE 39 IND AREA | Manholes | EHV | PM | FOS | OPERATING | 4 | 2021-08-06
MSE13039A | M6-0996 | PWR MANHOLE 39A IND AREA | Manholes | EHV | PM | FOS | OPERATING | 4 | 2021-08-02
MSE13040 | M6-0996 | PWR MANHOLE 40 IND AREA | Manholes | EHV | PM | FOS | OPERATING | 4 | 2014-10-08
MSE13040A | M6-0996 | PWR MANHOLE 40A | Manholes | EHV | PM | FOS | OPERATING | 4 | 2021-05-26
MSE13041 | M6-0996 | PWR MANHOLE 41 IND AREA | Manholes | EHV | PM | FOS | OPERATING | 3 | 2021-07-06
MSE13042 | M6-0996 | PWR MANHOLE 42 | Manholes | EHV | PM | FOS | OPERATING | 3 | 2021-07-06
MSE13043 | M6-0996 | PWR MANHOLE 30A | Manholes | EHV | PM | FOS | OPERATING | 4 | 2021-06-22
MSE13043B | M6-0996 | PWR MANHOLE 30B | Manholes | EHV | PM | FOS | OPERATING | 4 | 2021-06-22
MSE13060 | M6-0996 | PWR MANHOLE 60 IND AREA | Manholes | EHV | PM | FOS | OPERATING | 4 | 2021-12-09
MSE13061 | M6-0996 | PWR MANHOLE 61 IND AREA | Manholes | EHV | PM | FOS | OPERATING | 3 | 2020-07-10
MSE13062 | M6-0996 | PWR MANHOLE 62 IND AREA | Manholes | EHV | PM | FOS | OPERATING | 4 | 2011-04-22
MSE13063 | M6-0996 | PWR MANHOLE 63 IND AREA | Manholes | EHV | PM | FOS | OPERATING | 4 | 2021-12-08
MSE13064 | M6-0996 | PWR MANHOLE 64 IND AREA | Manholes | EHV | PM | FOS | OPERATING | 4 | 2021-08-19
MSE13065 | M6-0996 | PWR MANHOLE 65 IND AREA | Manholes | EHV | PM | FOS | OPERATING | 4 | 2021-08-19
MSE13066 | M6-0996 | PWR MANHOLE 66 IND AREA | Manholes | EHV | PM | FOS | OPERATING | 4 | 2021-12-07
MSE13067 | M6-0996 | PWR MANHOLE 67 | Manholes | EHV | PM | FOS | OPERATING | 4 | 2015-05-07
MSE13068 | M6-0996 | PWR MANHOLE 68 | Manholes | EHV | PM | FOS | OPERATING | 4 | 2015-05-04
MSE13068A | M6-0996 | PWR MANHOLE 68A | Manholes | EHV | PM | FOS | OPERATING | 4 | 2015-04-29
MSE13068B | M6-0996 | PWR MANHOLE 68B | Manholes | EHV | PM | FOS | OPERATING | 4 | 2015-04-29
MSE13068C | M6-0996 | PWR MANHOLE 68C | Manholes | EHV | PM | FOS | OPERATING | 4 | 2015-04-29
MSE13069 | M6-0996 | PWR MANHOLE 69 | Manholes | EHV | PM | FOS | OPERATING | 4 | 2020-05-19
MSE13069A | M6-0996 | PWR MANHOLE 69A | Manholes | EHV | PM | FOS | OPERATING | 4 | 2020-05-20
MSE13069B | M6-0996 | PWR MANHOLE 69B | Manholes | EHV | PM | FOS | OPERATING | 4 | 2020-05-20
MSE13070 | M6-0996 | PWR MANHOLE 70 | Manholes | EHV | PM | FOS | OPERATING | 4 | 2020-05-19
MSE13071 | M6-0996 | PWR MANHOLE 71 | Manholes | EHV | PM | FOS | OPERATING | 3 | 2020-01-16
MSE13072 | M6-0996 | PWR MANHOLE 72 LB 74&76 | Manholes | EHV | PM | FOS | OPERATING | 3 | 2019-07-30
MSE13074 | M6-0996 | PWR MANHOLE 74 | Manholes | EHV | PM | FOS | OPERATING | 4 | 2021-12-07
MSE13075 | M6-0996 | PWR MANHOLE 75 | Manholes | EHV | PM | FOS | OPERATING | 4 | 2021-06-23
MSE13076 | M6-0996 | PWR MANHOLE 76 | Manholes | EHV | PM | FOS | OPERATING | 4 | 2021-07-20
MSE13077 | M6-0996 | PWR MANHOLE 77 | Manholes | EHV | PM | FOS | OPERATING | 4 | 2021-07-20
MSE13077A | M6-0996 | PWR MANHOLE 77A | Manholes | EHV | PM | FOS | OPERATING | 4 | 2021-07-21
MSE13078 | M6-0996 | PWR MANHOLE 78 | Manholes | EHV | PM | FOS | OPERATING | 4 | 2021-07-21
MSE13079 | M6-0996 | PWR MANHOLE 79 | Manholes | EHV | PM | FOS | OPERATING | 4 | 2015-02-04
MSE13081 | M6-0996 | PWR MANHOLE 81 | Manholes | EHV | PM | FOS | OPERATING | 4 | 2015-02-04
MSE13083 | M6-0996 | PWR MANHOLE 83 | Manholes | EHV | PM | FOS | OPERATING | 4 | 2021-11-12
MSE13083A | M6-0996 | PWR MANHOLE 83A | Manholes | EHV | PM | FOS | OPERATING | 4 | 2024-03-18
MSE13084 | M6-0996 | PWR MANHOLE 84 | Manholes | EHV | PM | FOS | OPERATING | 4 | 2021-12-06
MSE13085 | M6-0996 | PWR MANHOLE 85 | Manholes | EHV | PM | FOS | OPERATING | 4 | 2021-12-06
MSE13086 | M6-0996 | PWR MANHOLE 86 | Manholes | EHV | PM | FOS | OPERATING | 4 | 2021-12-27
MSE13087 | M6-0996 | PWR MANHOLE 87 | Manholes | EHV | PM | FOS | OPERATING | 4 | 2021-11-12
MSE13088 | M6-0996 | PWR MANHOLE 88 | Manholes | EHV | PM | FOS | OPERATING | 4 | 2021-11-12
MSE13089 | M6-0996 | PWR MANHOLE 89 E AVE AND 2ND STREET USS 119 LBS 79 | Manholes | EHV | PM | FOS | OPERATING | 4 | 2015-05-04
MSE13090 | M6-0996 | PWR MANHOLE 90 | Manholes | EHV | PM | FOS | OPERATING | 4 | 2024-01-27
MSE13091 | M6-0996 | PWR MANHOLE 91 | Manholes | EHV | PM | FOS | OPERATING | 4 | 2024-02-27
MSE13092 | M6-0996 | PWR MANHOLE 92 | Manholes | EHV | PM | FOS | OPERATING | 4 | 2015-04-15
MSE13093 | M6-0996 | PWR MANHOLE 93 IND AREA | Manholes | EHV | PM | FOS | OPERATING | 4 | 2015-06-16
MSE13095 | M6-0996 | PWR MANHOLE 95 D AVE AND FIFTH STREET | Manholes | EHV | PM | FOS | OPERATING | 4 | 2015-07-08
MSE13095A | M6-0996 | PWR MANHOLE 95A | Manholes | EHV | PM | FOS | OPERATING | 4 | 2019-07-19
MSE13096 | M6-0996 | PWR MANHOLE 96 D AVE AND FIFTH STREET | Manholes | EHV | PM | FOS | OPERATING | 3 | 2019-07-19
MSE13097 | M6-0996 | PWR MANHOLE 97 D AVE AND FIFTH STREET | Manholes | EHV | PM | FOS | OPERATING | 3 | 2019-07-19
MSE13097A | M6-0996 | PWR MANHOLE 97A | Manholes | EHV | PM | FOS | OPERATING | 4 | 2019-07-19
MSE13098 | M6-0996 | PWR MANHOLE 98 E AVE AND FIFTH STREET | Manholes | EHV | PM | FOS | OPERATING | 4 | 2020-04-20
MSE13099 | M6-0996 | PWR MANHOLE 99 E AVE AND FIFTH STREET | Manholes | EHV | PM | FOS | OPERATING | 4 | 2015-07-01
MSE13100 | M6-0996 | PWR MANHOLE 100 | Manholes | EHV | PM | FOS | OPERATING | 4 | 2019-08-27
MSE13101 | M6-0996 | PWR MANHOLE 101 | Manholes | EHV | PM | FOS | OPERATING | 4 | 2020-04-21
MSE13102 | M6-0996 | PWR MANHOLE 102 | Manholes | EHV | PM | FOS | OPERATING | 4 | 2020-04-21
MSE13103 | M6-0996 | PWR MANHOLE 103 | Manholes | EHV | PM | FOS | OPERATING | 4 | 2020-04-22
MSE13106 | M6-0996 | PWR MANHOLE 106 IND AREA | Manholes | EHV | PM | FOS | OPERATING | 4 | 2020-04-22
MSE13107 | M6-0996 | PWR MANHOLE 107 IND AREA | Manholes | EHV | PM | FOS | OPERATING | 4 | 2020-04-23
MSE13107A | M6-0996 | PWR MANHOLE 107A | Manholes | EHV | PM | FOS | OPERATING | 4 | 2020-05-06
MSE13108 | M6-0996 | PWR MANHOLE 108 IND AREA | Manholes | EHV | PM | FOS | OPERATING | 4 | 2019-11-22
MSE13109 | M6-0996 | PWR MANHOLE 109 IND AREA | Manholes | EHV | PM | FOS | OPERATING | 4 | 2020-04-17
MSE13110 | M6-0996 | PWR MANHOLE 110 | Manholes | EHV | PM | FOS | OPERATING | 3 | 2020-07-23
MSE13111 | M6-0996 | PWR MANHOLE 111 | Manholes | EHV | PM | FOS | OPERATING | 4 | 2020-07-22
MSE13112 | M6-0996 | PWR MANHOLE 112 | Manholes | EHV | PM | FOS | OPERATING | 4 | 2019-10-17
MSE13113 | M6-0996 | PWR MANHOLE 113 | Manholes | EHV | PM | FOS | OPERATING | 4 | 2019-10-22
MSE13114 | M6-0996 | PWR MANHOLE 114 | Manholes | EHV | PM | FOS | OPERATING | 3 | 2019-10-23
MSE13115 | M6-0996 | PWR MANHOLE 115 | Manholes | EHV | PM | FOS | OPERATING | 4 | 2019-10-30
MSE13116 | M6-0996 | PWR MANHOLE 116 | Manholes | EHV | PM | FOS | OPERATING | 4 | 2020-07-15
MSE13117 | M6-0996 | PWR MANHOLE 117 | Manholes | EHV | PM | FOS | OPERATING | 4 | 2020-07-15
MSE13119 | M6-0996 | PWR MANHOLE 109A | Manholes | EHV | PM | FOS | OPERATING | 4 | 2020-05-06
MSE13120 | M6-0996 | PWR MANHOLE 111A | Manholes | EHV | PM | FOS | OPERATING | 4 | 2020-05-21
MSE13121 | M6-0996 | PWR MANHOLE 111B | Manholes | EHV | PM | FOS | OPERATING | 4 | 2020-05-21
MSE13122 | M6-0996 | PWR MANHOLE 111C | Manholes | EHV | PM | FOS | OPERATING | 4 | 2019-10-17
MSE13123 | M6-0996 | PWR MANHOLE 114A | Manholes | EHV | PM | FOS | OPERATING | 4 | 2011-05-19
MSE13130 | M6-0996 | PWR MANHOLE 130 | Manholes | EHV | PM | FOS | OPERATING | 4 | 2015-05-07
MSE13131 | M6-0996 | PWR MANHOLE 131 | Manholes | EHV | PM | FOS | OPERATING | 4 | 2015-05-11
MSE13132 | M6-0996 | PWR MANHOLE 132 | Manholes | EHV | PM | FOS | OPERATING | 4 | 2015-05-15
MSE13133 | M6-0996 | PWR MANHOLE 133 | Manholes | EHV | PM | FOS | OPERATING | 4 | 2015-05-12
MSE13134 | M6-0996 | PWR MANHOLE 134 | Manholes | EHV | PM | FOS | OPERATING | 4 | 2015-05-18
MSE13135 | M6-0996 | PWR MANHOLE 135 | Manholes | EHV | PM | FOS | OPERATING | 4 | 2015-05-18
MSE13136 | M6-0996 | PWR MANHOLE 136 | Manholes | EHV | PM | FOS | OPERATING | 4 | 2015-05-26
MSE13137 | M6-0996 | PWR MANHOLE 137 | Manholes | EHV | PM | FOS | OPERATING | 4 | 2020-02-27
MSE13138 | M6-0996 | PWR MANHOLE 138 | Manholes | EHV | PM | FOS | OPERATING | 4 | 2020-02-27
MSE13139 | M6-0996 | PWR MANHOLE 139 | Manholes | EHV | PM | FOS | OPERATING | 4 | 2020-02-07
MSE13140 | M6-0996 | PWR MANHOLE 140 | Manholes | EHV | PM | FOS | OPERATING | 4 | 2020-02-07
MSE13141 | M6-0996 | PWR MANHOLE 141 | Manholes | EHV | PM | FOS | OPERATING | 4 | 2011-05-23
MSE13142 | M6-0996 | PWR MANHOLE 142 | Manholes | EHV | PM | FOS | OPERATING | 4 | 2015-06-02
MSE13143 | M6-0996 | PWR MANHOLE 143 | Manholes | EHV | PM | FOS | OPERATING | 4 | 2015-06-03
MSE13144 | M6-0996 | PWR MANHOLE 144 | Manholes | EHV | PM | FOS | OPERATING | 4 | 2015-06-16
MSE13150 | M6-0996 | PWR MANHOLE 150 | Manholes | EHV | PM | FOS | OPERATING | 4 | 2020-03-06
MSE13151 | M6-0996 | PWR MANHOLE 151 | Manholes | EHV | PM | FOS | OPERATING | 4 | 2020-03-06
MSE13152 | M6-0996 | PWR MANHOLE 152 | Manholes | EHV | PM | FOS | OPERATING | 3 | 2020-03-10
MSE13153 | M6-0996 | PWR MANHOLE 153 | Manholes | EHV | PM | FOS | OPERATING | 3 | 2020-03-10
MSE13154 | M6-0996 | PWR MANHOLE 154 | Manholes | EHV | PM | FOS | OPERATING | 2 | 2020-08-10
MSE13155 | M6-0996 | PWR MANHOLE 155 | Manholes | EHV | PM | FOS | OPERATING | 4 | 2020-03-17
MSE13156 | M6-0996 | PWR MANHOLE 156 | Manholes | EHV | PM | FOS | OPERATING | 4 | 2020-03-11
MSE13157 | M6-0996 | PWR MANHOLE 157 | Manholes | EHV | PM | FOS | OPERATING | 4 | 2020-03-17
MSE13158 | M6-0996 | PWR MANHOLE 158 | Manholes | EHV | PM | FOS | OPERATING | 3 | 2020-03-24
MSE13159 | M6-0996 | PWR MANHOLE 159 | Manholes | EHV | PM | FOS | OPERATING | 2 | 2020-08-10
MSE13160 | M6-0996 | PWR MANHOLE 160 | Manholes | EHV | PM | FOS | OPERATING | 4 | 2020-03-25
MSE13161 | M6-0996 | PWR MANHOLE 161 | Manholes | EHV | PM | FOS | OPERATING | 4 | 2020-03-25
MSE13162 | M6-0996 | PWR MANHOLE 162 | Manholes | EHV | PM | FOS | OPERATING | 4 | 2020-04-01
MSE13163 | M6-0996 | PWR MANHOLE 163 | Manholes | EHV | PM | FOS | OPERATING | 4 | 2020-04-01
MSE13164 | M6-0996 | PWR MANHOLE 164 | Manholes | EHV | PM | FOS | OPERATING | 4 | 2020-04-07
MSE13165 | M6-0996 | PWR MANHOLE 165 | Manholes | EHV | PM | FOS | OPERATING | 4 | 2020-04-07
MSE13166 | M6-0996 | PWR MANHOLE 157A | Manholes | EHV | PM | FOS | OPERATING | 4 | 2020-04-09
MSE13180 | M6-0996 | PWR MANHOLE 180 | Manholes | EHV | PM | FOS | OPERATING | 4 | 2020-04-09
MSE13181 | M6-0996 | PWR MANHOLE 181 | Manholes | EHV | PM | FOS | OPERATING | 4 | 2020-04-15
MSE13182 | M6-0996 | PWR MANHOLE 182 | Manholes | EHV | PM | FOS | OPERATING | 4 | 2020-04-15
MSE13183 | M6-0996 | PWR MANHOLE 183 | Manholes | EHV | PM | FOS | OPERATING | 3 | 2020-05-07
MSE13184 | M6-0996 | PWR MANHOLE 184 | Manholes | EHV | PM | FOS | OPERATING | 4 | 2020-04-16
MSE13185 | M6-0996 | PWR MANHOLE 185 | Manholes | EHV | PM | FOS | OPERATING | 4 | 2020-04-28
MSE13186 | M6-0996 | PWR MANHOLE 186 | Manholes | EHV | PM | FOS | OPERATING | 4 | 2020-04-28
MSE13187 | M6-0996 | PWR MANHOLE 187 | Manholes | EHV | PM | FOS | OPERATING | 4 | 2020-04-29
MSE13188 | M6-0996 | PWR MANHOLE 188 | Manholes | EHV | PM | FOS | OPERATING | 4 | 2020-04-29
MSE13189 | M6-0996 | PWR MANHOLE 189 | Manholes | EHV | PM | FOS | OPERATING | 4 | 2020-05-13
MSE13190 | M6-0996 | PWR MANHOLE 190 | Manholes | EHV | PM | FOS | OPERATING | 4 | 2020-05-15
MSE13191 | M6-0996 | PWR MANHOLE 191 | Manholes | EHV | PM | FOS | OPERATING | 4 | 2020-05-14
MSE13192 | M6-0996 | PWR MANHOLE 192 | Manholes | EHV | PM | FOS | OPERATING | 4 | 2020-05-14
MSE13193 | M6-0996 | PWR MANHOLE 193 | Manholes | EHV | PM | FOS | OPERATING | 4 | 2020-06-26
MSE13200 | M6-0996 | PWR MANHOLE 200 | Manholes | EHV | PM | FOS | OPERATING | 3 | 2020-06-26
MSE13201 | M6-0996 | PWR MANHOLE 201 | Manholes | EHV | PM | FOS | OPERATING | 4 | 2020-08-12
MSE13202 | M6-0996 | PWR MANHOLE 202 | Manholes | EHV | PM | FOS | OPERATING | 4 | 2020-06-24
MSE13203 | M6-0996 | PWR MANHOLE 203 | Manholes | EHV | PM | FOS | OPERATING | 4 | 2020-06-19
MSE13204 | M6-0996 | PWR MANHOLE 204 | Manholes | EHV | PM | FOS | OPERATING | 4 | 2020-06-22
MSE13205 | M6-0996 | PWR MANHOLE 205 | Manholes | EHV | PM | FOS | OPERATING | 4 | 2020-06-24
MSE13206 | M6-0996 | PWR MANHOLE 206 | Manholes | EHV | PM | FOS | OPERATING | 4 | 2020-06-24
MSE13207 | M6-0996 | PWR MANHOLE 207 | Manholes | EHV | PM | FOS | OPERATING | 4 | 2020-06-24
MSE13208 | M6-0996 | PWR MANHOLE 208 | Manholes | EHV | PM | FOS | OPERATING | 4 | 2020-06-24
MSE13209 | M6-0996 | PWR MANHOLE 209 | Manholes | EHV | PM | FOS | OPERATING | 4 | 2020-06-25
MSE13210 | M6-0996 | PWR MANHOLE 210 | Manholes | EHV | PM | FOS | OPERATING | 4 | 2020-07-09
MSE13211 | M6-0996 | PWR MANHOLE 211 | Manholes | EHV | PM | FOS | OPERATING | 4 | 2020-07-09
MSE13212 | M6-0996 | PWR MANHOLE 212 | Manholes | EHV | PM | FOS | OPERATING | 5 | 2020-07-14
MSE13213 | M6-0996 | PWR MANHOLE 213 | Manholes | EHV | PM | FOS | OPERATING | 2 | 2020-08-10
MSE13256 | M6-0996 | PWR MANHOLE 80 | Manholes | EHV | PM | FOS | OPERATING | 4 | 2017-07-25
MSE13258 | M6-0996 | PWR MANHOLE 82 | Manholes | EHV | PM | FOS | OPERATING | 3 | 2017-08-15
MSE13259 | M6-0996 | PWR MANHOLE 94 | Manholes | EHV | PM | FOS | OPERATING | 4 | 2015-06-16
MSE13264 | M6-0996 | PWR MANHOLE 104 | Manholes | EHV | PM | FOS | OPERATING | 4 | 2020-05-07
MSE13265 | M6-0996 | PWR MANHOLE 105 | Manholes | EHV | PM | FOS | OPERATING | 4 | 2020-05-07
MSE13300 | M6-0996 | PWR MANHOLE 300 | Manholes | EHV | PM | FOS | OPERATING | 3 | 2020-07-21
MSE13300A | M6-0996 | PWR MANHOLE 300A SERPL | Manholes | EHV | PM | FOS | OPERATING | 3 | 2020-07-21
MSE13300B | M6-0996 | PWR MANHOLE 300B SERPL | Manholes | EHV | PM | FOS | OPERATING | 4 | 2020-07-28
MSE13300C | M6-0996 | PWR MANHOLE 300C SERPL | Manholes | EHV | PM | FOS | OPERATING | 3 | 2020-07-28
MSE13300D | M6-0996 | PWR MANHOLE 300D SERPL | Manholes | EHV | PM | FOS | OPERATING | 4 | 2020-07-29
MSE13300E | M6-0996 | PWR MANHOLE 300E | Manholes | EHV | PM | FOS | OPERATING | 4 | 2020-07-29
MSE13300F | M6-0996 | PWR MANHOLE 300F | Manholes | EHV | PM | FOS | OPERATING | 4 | 2020-08-05
MSE13300G | M6-0996 | PWR MANHOLE 300G | Manholes | EHV | PM | FOS | OPERATING | 4 | 2020-08-06
MSE13301 | M6-0996 | PWR MANHOLE 301 | Manholes | EHV | PM | FOS | OPERATING | 4 | 2020-08-04
MSE13302 | M6-0996 | PWR MANHOLE 302 | Manholes | EHV | PM | FOS | OPERATING | 4 | 2020-08-04
MSE13303 | M6-0996 | PWR MANHOLE 303 | Manholes | EHV | PM | FOS | OPERATING | 4 | 2020-08-12
MSE13305 | M6-0996 | PWR MANHOLE E305 | Manholes | EHV | PM | FOS | OPERATING | 4 | 2018-07-31
MSE13400 | M6-0996 | PWR MANHOLE 400 | Manholes | EHV | PM | FOS | OPERATING | 3 | 2015-10-28
MSE13401 | M6-0996 | PWR MANHOLE 401 | Manholes | EHV | PM | FOS | OPERATING | 3 | 2019-11-15
MSE13402 | M6-0996 | PWR MANHOLE 402 | Manholes | EHV | PM | FOS | OPERATING | 4 | 2020-04-17
MSE13403 | M6-0996 | PWR MANHOLE 403 | Manholes | EHV | PM | FOS | OPERATING | 4 | 2019-11-22
MSE13404 | M6-0996 | PWR MANHOLE 404 | Manholes | EHV | PM | FOS | OPERATING | 4 | 2019-11-21
MSE13405 | M6-0996 | PWR MANHOLE 405 | Manholes | EHV | PM | FOS | OPERATING | 4 | 2019-11-26
MSE13406 | M6-0996 | PWR MANHOLE 406 | Manholes | EHV | PM | FOS | OPERATING | 4 | 2019-11-26
MSE13407 | M6-0996 | PWR MANHOLE 407 | Manholes | EHV | PM | FOS | OPERATING | 4 | 2019-12-03
MSE13408 | M6-0996 | PWR MANHOLE 408 | Manholes | EHV | PM | FOS | OPERATING | 4 | 2019-12-03
MSE13409 | M6-0996 | PWR MANHOLE 409 | Manholes | EHV | PM | FOS | OPERATING | 4 | 2019-12-04
MSE13410 | M6-0996 | PWR MANHOLE 410 | Manholes | EHV | PM | FOS | OPERATING | 4 | 2019-12-04
MSE13411 | M6-0996 | PWR MANHOLE 411 | Manholes | EHV | PM | FOS | OPERATING | 3 | 2020-01-14
MSE13412 | M6-0996 | PWR MANHOLE 412 | Manholes | EHV | PM | FOS | OPERATING | 3 | 2020-01-14
MSE13413 | M6-0996 | PWR MANHOLE 413 | Manholes | EHV | PM | FOS | OPERATING | 4 | 2020-01-08
MSE13414 | M6-0996 | PWR MANHOLE 414 | Manholes | EHV | PM | FOS | OPERATING | 3 | 2020-01-08
MSE13415 | M6-0996 | PWR MANHOLE 415 | Manholes | EHV | PM | FOS | OPERATING | 3 | 2020-01-15
MSE13416 | M6-0996 | PWR MANHOLE 416 | Manholes | EHV | PM | FOS | OPERATING | 3 | 2020-01-15
MSE13426 | M6-0996 | PWR MANHOLE 426 | Manholes | EHV | PM | FOS | OPERATING | 4 | 2020-08-18
MSE13427 | M6-0996 | PWR MANHOLE 427 | Manholes | EHV | PM | FOS | OPERATING | 4 | 2020-08-18
MSE13428 | M6-0996 | PWR MANHOLE 428 | Manholes | EHV | PM | FOS | OPERATING | 4 | 2020-08-20
MSE13429 | M6-0996 | PWR MANHOLE 429 | Manholes | EHV | N/A | NAB | DECOMMISSIONED | 4 | 2011-05-25
MSE1342A | M6-0996 | PWR MANHOLE 42A | Manholes | EHV | PM | FOS | OPERATING | 4 | 2021-07-13
MSE1342B | M6-0996 | PWR MANHOLE 42B | Manholes | EHV | PM | FOS | OPERATING | 4 | 2021-07-13
MSE1342C | M6-0996 | PWR MANHOLE 42C | Manholes | EHV | PM | FOS | OPERATING | 4 | 2021-07-14
MSE1342D | M6-0996 | PWR MANHOLE 42D | Manholes | EHV | PM | FOS | OPERATING | 4 | 2021-07-14
MSE13430 | M6-0996 | PWR MANHOLE 430 | Manholes | EHV | N/A | NAB | DECOMMISSIONED | 4 | 2011-05-24
MSE1372B | M6-0996 | PWR MANHOLE 72B E AVE PSTF-R | Manholes | EHV | PM | FOS | OPERATING | 4 | 2019-08-22
MSE1372C | M6-0996 | PWR MANHOLE 72C E AVE PSTF-R | Manholes | EHV | PM | FOS | OPERATING | 4 | 2019-07-31
MSE1372D | M6-0996 | PWR MANHOLE 72D E AVE PSTF-R | Manholes | EHV | PM | FOS | OPERATING | 4 | 2019-07-31
MSE1372E | M6-0996 | PWR MANHOLE 72E E AVE PSTF-R | Manholes | EHV | PM | FOS | OPERATING | 3 | 2019-08-22
MSE1372E2 | M6-0996 | PWR MANHOLE 72E-2 | Manholes | EHV | PM | FOS | OPERATING | 3 | 2019-08-23
MSE1372E3 | M6-0996 | PWR MANHOLE 72E-3 | Manholes | EHV | PM | FOS | OPERATING | 4 | 2019-08-28
MSE1372F | M6-0996 | PWR MANHOLE 72F E AVE AND TENTH STREET PHSF | Manholes | EHV | PM | FOS | OPERATING | 4 | 2019-08-23
MSE1372G | M6-0996 | PWR MANHOLE 72G E AVE AND TENTH STREET PHSF | Manholes | EHV | PM | FOS | OPERATING | 3 | 2019-08-28
MSE13PCV5 | M6-0996 | PWR MANHOLE PCV5 O&C | Manholes | EHV | PM | FOS | OPERATING | 4 | 2021-12-09
MSE90001 | M6-0996 | GROUNDING SYSTEM FACILITY | Grounding-Substation | ELV | PM | FOS | OPERATING | 4 | 2016-03-18
MSFFAAS001 | M6-0996 | AIR SAMPLING DETECTION SYSTEM, VESDA | ASSD | PSY | PM | FOS | OPERATING | 3 | 2024-01-16
MSFFART001 | M6-0996 | CENTRAL RADIO MONITORING SYSTEM (CRMS) TRANSCEIVER | CRMS | PSY | PM | FOS | OPERATING | 3 | 2023-12-21
MSFH1285 | M6-0996 | HYDRANT, FIRE | Hydrant | WWS | N/A | XSD | DECOMMISSIONED | 4 | 2017-10-11
MSFH1285-R1 | M6-0996 | Hydrant, FIRE, AMERICAN DARLING, 2013 | Hydrant | WWS | PM | FOS | OPERATING | 3 | 2023-10-20
MSFH1350 | M6-0996 | HYDRANT, FIRE | Hydrant | WWS | PM | FOS | OPERATING | 3 | 2023-10-20
MSFPACP001 | M6-0996 | PRE-ACTION CONTROL PANEL | RCP | PSY | PM | FOS | OPERATING | 4 | 2023-12-24
MSFSYPA001 | M6-0996 | PRE-ACTION FIRE SPRINKLER SYSTEM w/GN2 | Pre-Action | PSY | PM | FOS | OPERATING | 3 | 2024-03-13
MSS12001 | M6-0996 | BFP WATTS 6" DC, S/N 1131740609, M/N 774 | BFP-Fire | WWS | PM | FOS | OPERATING | 3 | 2024-02-23
MWFKPCP077 | 60680 | INTELLIGENT SYSTEM CONTROLLER #77 | ESS | PSY | PM | FOS | OPERATING | 3 | 2024-01-16
MWFKPDP771 | 60680 | DOOR PORTAL | Door Portal | PSY | PM | FOS | OPERATING | 3 | 2024-01-16
MWFKPDP772 | 60680 | DOOR PORTAL | Door Portal | PSY | PM | FOS | OPERATING | 3 | 2024-01-16
MWFKPDP773 | 60680 | DOOR PORTAL | Door Portal | PSY | PM | FOS | OPERATING | 3 | 2024-01-16
MY2ELITE | P6-1638 | LIGHTS, EMERGENCY & EXIT, P6-1638 | Emer-Exit Lights Self Testing 2 | ELV | RTF | FOS | OPERATING | 4 | 2017-12-05
MY2ELITE2 | P6-1738 | LIGHTS, EMERGENCY & EXIT, P6-1738 | Emer-Exit Lights Self Testing | ELV | PM | FOS | OPERATING | 3 | 2017-06-28
MY301001 | P6-1789 | SHOWER & EYEWASH, WESTERN | Shwr-Eyewash | WWS | PM | FOS | OPERATING | 1 | 2017-12-04
MY501002A-R1 | P6-1638 | ROOF, RECREATION BLDG, SHINGLE, 1919 SF | Roof-Shingle | STR | PM | FOS | OPERATING | 3 | 2023-09-19
MY501002B | P6-1638 | ROOF, RECREATION BLDG, SHINGLE, 2249 SF | Roof-Shingle | STR | PM | FOS | OPERATING | 3 | 2023-09-21
MY501002C | P6-1638 | ROOF, RECREATION BLDG, SHINGLE, 2362 SF | Roof-Shingle | STR | PM | FOS | OPERATING | 3 | 2023-09-21
MY501003 | P6-1686 | ROOF, PAVILION BUILDING, METAL, 1200 SF | Roof-Metal | STR | PM | FOS | OPERATING | 4 | 2024-02-24
MY501005 | P6-1689 | ROOF, PAVILION BUILDING, METAL, 1200 SF | Roof-Metal | STR | PM | FOS | OPERATING | 4 | 2024-02-24
MY501007 | P6-1789 | ROOF, PICNIC PAVILION, METAL, 1140 SF | Roof-Metal | STR | PM | FOS | OPERATING | 3 | 2023-03-01
MY501007A2 | P6-1789A | ROOF, PARK RESIDENT'S TRLR, SHINGLE, 651 SF | Roof-Shingle | STR | PM/TS | NAB | ABANDONED | 2 | 2021-06-23
MY501007B | P6-1789B | ROOF, PARK RESIDENT'S TRAILER, METAL, 1018 SF | Roof-Shingle | STR | N/A | XSD | DECOMMISSIONED | 2 | 2018-09-19
MY501007C | P6-1789B | ROOF, PARK RESIDENT'S TRAILER, METAL, 1018 SF | Roof-Metal | STR | PM | FOS | OPERATING | 3 | 2023-11-29
MYAH4AH001 | P6-1638 | AIR HANDLING UNIT, DX | AHU-DX-LT5T | HVC | PM | FOS | OPERATING | 3 | 2024-04-08
MYAH4AH002 | P6-1638 | AIR HANDLING UNIT, DX YORK S/N ELDS270577 | AHU-DX-LT5T | HVC | N/A | XSD | DECOMMISSIONED | 4 | 2018-04-17
MYAH4AH003 | P6-1789B | AHU, Heating Only | AHU-DX-LT5T | HVC | RTF | FOS | OPERATING | 4 | 2018-04-17
MYAH4AH004 | P6-1789 | AIR HANDLING UNIT, DX GRANDAIRE S/N GBD0505B420 | AHU-DX-LT5T | HVC | N/A | XSD | DECOMMISSIONED | 2 | 2021-02-08
MYAH4AH004-R1 | P6-1789 | AIR HANDLING UNIT, DX, DiamondAir , S/N 0818116 | AHU-DX-LT5T | HVC | PM | FOS | OPERATING | 4 | 2024-04-11
MYAH4AH005 | P6-1789A | AIR HANDLING UNIT, DX GRANDAIRE S/N GBD040608767 | AHU-DX-LT5T | HVC | PM/TS | NAB | ABANDONED | 3 | 2018-12-13
MYAH4CU004 | P6-1789 | CONDENSING UNIT, NORDYNE S/N JSA051100444 | AHU-DX-Condenser | HVC | N/A | XSD | DECOMMISSIONED | 1 | 2021-02-08
MYAH4CU004-R1 | P6-1789 | CONDENSING UNIT, S/N 0420182 | AHU-DX-Condenser | HVC | PM | FOS | OPERATING | 5 | 2023-08-14
MYAH4CU005 | P6-1789A | CONDENSING UNIT, NORDYNE S/N JSF040611372 | AHU-DX-Condenser | HVC | PM/TS | NAB | ABANDONED | 2 | 2018-09-19
MYAIAAX001 | P6-1638 | AIR HANDLING UNIT, DX | AHU-DX-LT5T | HVC | PM | FOS | OPERATING | 3 | 2024-04-08
MYAIAAX002 | P6-1738 | AIR HANDLING UNIT, DX | AHU-DX-LT5T | HVC | PM | FOS | OPERATING | 4 | 2024-04-08
MYAIAAX003 | P6-1638A | Air Handling Unit, DX | AHU-DX | HVC | PM | FOS | OPERATING | 4 | 2024-04-09
MYAIAAX004 | P6-1638A | Air Handling Unit, DX | AHU-DX | HVC | N/A | XSD | DECOMMISSIONED | 3 | 2020-12-29
MYAIAAX004-R1 | P6-1638A | Air Handling Unit, DX | AHU-DX | HVC | PM | FOS | OPERATING | 4 | 2024-04-08
MYAIACU001 | P6-1638 | CONDENSING UNIT, DX | AHU-DX-Condenser | HVC | PM | FOS | OPERATING | 4 | 2023-08-17
MYAIACU002 | P6-1738 | CONDENSING UNIT, DX | AHU-DX-Condenser | HVC | PM | FOS | OPERATING | 3 | 2023-09-21
MYAIACU003 | P6-1638A | Condensing Unit, DX | AHU-DX-Condenser | HVC | PM | FOS | OPERATING | 4 | 2023-08-17
MYAIACU004 | P6-1638A | Condensing Unit, DX | AHU-DX-Condenser | HVC | N/A | XSD | DECOMMISSIONED | 2 | 2020-09-21
MYAIACU004-R1 | P6-1638A | Condensing Unit, DX | AHU-DX-Condenser | HVC | PM | FOS | OPERATING | 4 | 2024-04-08
MYAIAUA002 | P6-1789B | PACKAGE A/C UNIT S/N GPF080500759 | AHU-DX-Package-LT5T | HVC | N/A | XSD | DECOMMISSIONED | 4 | 2016-08-11
MYAIAUA003 | P6-1789B | Package A/C Unit | AHU-DX-Package-LT5T | HVC | PM | FOS | OPERATING | 3 | 2024-04-09
MYARVSS1 | UK-0026 | AIR RELEASE VALVE, SEWER SYSTEM, KARS PARK 1 | Air Release Valve-Wastewater | WWS | PM | FOS | OPERATING | 3 | 2024-03-12
MYARVSS2 | UK-0026 | AIR RELEASE VALVE, SEWER SYSTEM, KARS PARK 1 | Air Release Valve-Wastewater | WWS | PM | FOS | OPERATING | 3 | 2024-03-12
MYARVSS3 | UK-0026 | AIR RELEASE VALVE, SEWER SYSTEM, KARS PARK 1 | Air Release Valve-Wastewater | WWS | PM | FOS | OPERATING | 3 | 2024-03-14
MYARWCU002 | P6-1638 | CONDENSING UNIT, GRANDAIRE S/N JSF040607838 | AHU-DX-Condenser | HVC | N/A | XSD | DECOMMISSIONED | 2 | 2014-03-13
MYARWCU004-R1 | P6-1638 | CONDENSING UNIT, DX | AHU-DX-Condenser | HVC | PM | FOS | OPERATING | 4 | 2023-08-17
MYARWIM001 | P6-1789 | ICE MACHINE, CUBE, MANTIOWAC, S/N 110550235 | Refrigeration-Ice Machine-Cube | HVC | PM | FOS | OPERATING | 3 | 2024-03-13
MYARWRF001 | P6-1789 | Walk-In Cooler | Refrigeration-Refrigerator | HVC | PM | FOS | OPERATING | 2 | 2023-10-30
MYARWRF002 | P6-1789 | Walk-In Cooler | Refrigeration-Refrigerator | HVC | PM | FOS | OPERATING | 4 | 2022-09-15
MYEWP001 | P6-1638 | POWER POLES, WOODEN | Poles - Wood | ELV | RTF | FOS | OPERATING | 2 | 2011-06-24
MYFH1004 | UK-0031 | HYDRANT, FIRE, DARLING 5-1/4", 2018 | Hydrant | WWS | PM | FOS | OPERATING | 4 | 2023-12-29
MYFH1007 | UK-0031 | HYDRANT, FIRE, DARLING 5-1/4", 2018 | Hydrant | WWS | PM | FOS | OPERATING | 3 | 2023-12-16
MYFH1011 | UK-0031 | HYDRANT, FIRE, DARLING 5-1/4", 2018 | Hydrant | WWS | PM | FOS | OPERATING | 3 | 2023-12-16
MYFH1014 | UK-0031 | HYDRANT, FIRE, DARLING 5-1/4", 2018 | Hydrant | WWS | PM | FOS | OPERATING | 4 | 2024-01-21
MYFH1016 | UK-0031 | HYDRANT, FIRE, DARLING 5-1/4", 2018 | Hydrant | WWS | PM | FOS | OPERATING | 4 | 2023-12-19
MYFH102A | UK-0031 | HYDRANT, FIRE, DARLING 5-1/4", 2018 | Hydrant | WWS | PM | FOS | OPERATING | 4 | 2024-01-11
MYFH105A | UK-0031 | HYDRANT, FIRE, DARLING 5-1/4", 2018 | Hydrant | WWS | PM | FOS | OPERATING | 4 | 2023-12-29
MYFH112A | UK-0031 | HYDRANT, FIRE, DARLING 5-1/4", 2018 | Hydrant | WWS | PM | FOS | OPERATING | 4 | 2024-01-21
MYFH115A | UK-0031 | HYDRANT, FIRE, DARLING 5-1/4", 2018 | Hydrant | WWS | PM | FOS | OPERATING | 4 | 2023-12-19
MYFSR1686A | P6-1686A | ROOF, METAL, 1550 SF | Roof-Metal | STR | PM | FOS | OPERATING | 3 | 2023-10-19
MYFSR1686B | P6-1686B | ROOF, METAL, 675 SF | Roof-Metal | STR | PM | FOS | OPERATING | 4 | 2023-10-31
MYFSR1689C | P6-1689C | ROOF, METAL, 1575 SF | Roof-Metal | STR | PM | FOS | OPERATING | 3 | 2023-10-18
MYFSR1689D | P6-1689D | ROOF, METAL, 700 SF | Roof-Metal | STR | PM | FOS | OPERATING | 3 | 2023-10-19
MYFSR1689E | P6-1689E | ROOF, METAL, 675 SF | Roof-Metal | STR | PM | FOS | OPERATING | 3 | 2023-10-18
MYFSR1689F | P6-1689F | ROOF, METAL, 715 SF | Roof-Metal | STR | PM | FOS | OPERATING | 3 | 2023-10-18
MYFSR1888D | P6-1888D | ROOF, METAL, 1585 SF | Roof-Metal | STR | PM | FOS | OPERATING | 3 | 2023-10-25
MYS1215A | UK-0031 | BFP WILKINS 4" RP M/N 375DA S/N 13478 | BFP | WWS | PM | FOS | OPERATING | 4 | 2024-03-12
MYS12LS1 | UK-0031 | BFP ZURN WILKINS 1" RP M/N 975XL2 | BFP | WWS | PM | FOS | OPERATING | 3 | 2024-03-08
MYS12LS2 | UK-0031 | BFP ZURN WILKINS 1" RP M/N 975XL2 | BFP | WWS | PM | FOS | OPERATING | 3 | 2024-03-08
MYS12LS3 | UK-0031 | BFP ZURN WILKINS 1" RP M/N 975XL2 | BFP | WWS | PM | FOS | OPERATING | 3 | 2024-03-08
MZ2ELITE | J6-0490 | LIGHTS, EMERGENCY & EXIT, J6-0490 | Emer-Exit Lights Self Testing 2 | ELV | RTF | FOS | OPERATING | 4 | 2017-03-07
MZ501002 | J6-0490 | ROOF, EQUIPMENT BLDG 712 SF | Roof-BUR | STR | PM | FOS | OPERATING | 2 | 2022-11-18
MZ502001A | J6-0490A | TOWER, WEATHER, 500 FT | Tower | STR | PM | FOS | OPERATING | 4 | 2020-02-26
MZ502001B | J6-0490B | 60' WEATHER TOWER 313B | Tower | STR | PM | FOS | OPERATING | 3 | 2023-02-02
MZ601002 | J6-0490A | Elevator, Traction, 500 FT. Weather Tower | Elevator, Traction, 500 WT | MEC | PM/TS | NOS | OPERATING | 2 | 2017-02-06
MZAIAUA001 | J6-0490 | WALL MOUNTED UNIT | AHU-DX-Wall | HVC | RTF | FOS | OPERATING | 3 | 2011-04-04
MZAIAUA002 | J6-0490 | WALL MOUNTED UNIT | AHU-DX-Wall | HVC | N/A | XSD | DECOMMISSIONED | 3 | 2011-04-04
MZAIAUA003 | J6-0490 | WALL MOUNTED UNIT | AHU-DX-Wall | HVC | RTF | FOS | OPERATING | 3 | 2010-12-20
MZE01001 | J6-0490 | SS 1151 75KVA 13.8KV-480/277V 3P OIL TYPE PDMT VANTRAN | Transformers-Oil-MV | EHV | PM/PT | FOS | OPERATING | 4 | 2022-10-23
MZE01007 | J6-0490 | ATS-62, Automatic Transfer Switch 60 Amp, 208 Volt, Ops | ATS | ELV | N/A | XSD | DECOMMISSIONED | 1 | 2020-04-10
MZE01007-R1 | J6-0490 | ATS-62, Automatic Transfer Switch, 230 Amp, 480 Volt | ATS | ELV | PM | FOS | OPERATING | 4 | 2022-10-13
MZE90001 | J6-0490 | GROUNDING SYSTEM FACILITY | Grounding | ELV | PM | FOS | OPERATING | 4 | 2022-07-18
MZLAD0238 | J6-0490A | Ladder Lad Safe | Ladder | STR | PM | FOS | OPERATING | 3 | 2022-09-01
MZLAD0239 | J6-0490A | Ladder Lad Safe | Ladder | STR | PM | FOS | OPERATING | 4 | 2023-09-01
N12ELITE | L6-0297 | LIGHTS, EMERGENCY & EXIT, L6-0297 | Emer-Exit Lights Self Testing | ELV | PM | FOS | OPERATING | 4 | 2018-01-19
N12ELITE2 | L6-0295 | LIGHTS, EMERGENCY & EXIT, L6-0295 | Emer-Exit Lights Self Testing | ELV | PM | FOS | OPERATING | 3 | 2017-09-22
N1601001 | L6-0297 | Elevator, MPSF, with 130 Gallon Tank | Elevator, Hydraulic | MEC | PM | FOS | OPERATING | 4 | 2024-04-05
N1AIAAH001 | L6-0297 | Air Handler Unit MPSF-P1, Serves Room 121 MPSF Cable Stor. (Process) | AHU-CHW-5T_30T | HVC | PM | FOS | OPERATING | 3 | 2024-04-30
N1AIADX001 | L6-0297 | PAC-1 Package Unit, 208/230, 3 Phase | AHU-DX-LT5T | HVC | PM | FOS | OPERATING | 3 | 2024-02-19
N1AIAFC004 | L6-0297 | Fan Coil Unit 4, Belt Drive (MPSF West) | AHU-CHW-FCU-Special | HVC | PM | FOS | OPERATING | 3 | 2024-01-15
N1AIAFC005 | L6-0297 | Fan Coil Unit FCU-5, Office | AHU-CHW-FCU-Special | HVC | PM | FOS | OPERATING | 3 | 2024-05-01
N1AIAFC009 | L6-0297 | Fan Coil Unit 9, Belt Drive (MPSF West) | AHU-CHW-FCU-Special | HVC | PM | FOS | OPERATING | 4 | 2024-05-14
N1AIAFC011 | L6-0297 | Fan Coil Unit 11, Belt Drive (MPSF West) | AHU-CHW-FCU-Special | HVC | PM | FOS | OPERATING | 3 | 2024-01-10
N1AIAFCSF2 | L6-0297 | Inline Blowers | Fan-Supply-LT100HP | HVC | PM | FOS | OPERATING | 3 | 2024-03-15
N1AIAPCU01 | L6-0297 | PreCooling Unit PCU-1, (Pre Cooling for FCU-5 and FCU-6) | AHU-CHW-FCU-Special | HVC | PM | FOS | OPERATING | 3 | 2024-05-02
N1E01002 | L6-0297 | ATS LVP5 | ATS | ELV | PM | FOS | OPERATING | 4 | 2022-12-16
N1FSYDS001 | L6-0295 | DRY PIPE FIRE SPRINKLER | Dry Pipe | PSY | PM | FOS | OPERATING | 3 | 2023-12-01
N1FSYWS001 | L6-0297 | WET PIPE FIRE SPRINKLER SYSTEM w/GN2 | Wet Pipe | PSY | PM | FOS | OPERATING | 3 | 2024-05-13
N1FSYWS002 | L6-0297 | WET PIPE FIRE SPRINKLER w/GN2 | Wet Pipe | PSY | PM | FOS | OPERATING | 3 | 2023-11-17
N1FSYWS003 | L6-0297 | WET PIPE FIRE SPRINKLER w/GN2 | Wet Pipe | PSY | PM | FOS | OPERATING | 3 | 2023-11-20
N1FSYWS004 | L6-0297 | WET PIPE FIRE SPRINKLER w/GN2 | Wet Pipe | PSY | PM | FOS | OPERATING | 3 | 2023-11-17
N1SFR6000 | L6-0297 | Roof, Storage Building, Metal, 46750 SF | Roof-Metal | STR | PM | FOS | OPERATING | 2 | 2022-11-23
N4301001 | C2-1306 | EYEWASH STATION, FENDALL PURE FLOW 1000 | Shwr-Eyewash-Portable-Gravity | WWS | RTF | FOS | OPERATING | 4 | 2012-03-16
N4AIAAX001 | C2-1307 | AIR HANDLER, DX | AHU-DX-LT5T | HVC | N/A | XSD | DECOMMISSIONED | 4 | 2023-09-21
N4AIACU002 | C2-1307 | CONDENSING UNIT | AHU-DX-Condenser | HVC | N/A | XSD | DECOMMISSIONED | 3 | 2022-08-02
N4AIAUA001 | C2-1305 | WALL UNIT , BARD S/N 155A021701233-02 | AHU-DX-Wall | HVC | N/A | XSD | DECOMMISSIONED | 4 | 2010-12-17
N4AIAUA002 | C2-1305 | WALL UNIT , BARD S/N 155A021701232-02 | AHU-DX-Wall | HVC | N/A | XSD | DECOMMISSIONED | 3 | 2011-04-18
N4AIAUA003 | C2-1305 | WALL UNIT , BARD S/N 155A021701236-02 | AHU-DX-Wall | HVC | N/A | XSD | DECOMMISSIONED | 3 | 2011-04-18
N4AIAUA004 | C2-1305 | WALL UNIT , BARD S/N 155A021701243-02 | AHU-DX-Wall | HVC | N/A | XSD | DECOMMISSIONED | 4 | 2010-12-17
N4FFAAS001 | C2-1305 | AIR SAMPLING SMOKE DETECTOR, VESDA | ASSD | PSY | PM | FOS | OPERATING | 3 | 2023-09-11
N4FFACP001 | C2-1305 | FACP, SIMPLEX 4100 | FACP | PSY | PM | FOS | OPERATING | 3 | 2023-09-11
N4FFART001 | C2-1305 | CENTRAL RADIO MONITORING SYSTEM (CRMS) TRANSCEIVER | CRMS | PSY | PM | FOS | OPERATING | 3 | 2023-09-11
N4G01001 | C2-1306 | GENERATOR, 135KW, 480V | Generator-Stationary-Level 2 | ELV | PM | FOS | OPERATING | 4 | 2024-04-11
N6-1120ELVLU | N6-1120 | BLDG. N6-1120 ELV LIGHTNING PROTECTION SUBSYSTEMS | Lightning Prot | ELV | PM | FOS | OPERATING | 4 | 2021-07-09
N6-1122ELVLU | N6-1122 | BLDG. N6-1122 ELV LIGHTNING PROTECTION SUBSYSTEMS | Lightning Prot | ELV | PM | FOS | OPERATING | 4 | 2021-07-09
N6-2245ELVVL | N6-2245 | BLDG. N6-2245 ELV ELECTRICAL LOW VOLTAGE SUBSYSTEMS | Panel-LV | ELV | RTF | FOS | OPERATING | 4 | 2010-11-06
N6-2295ELVLU | N6-2295 | BLDG. N6-2295 ELV LIGHTNING PROTECTION SUBSYSTEMS | System | ELV | HO | FOS | OPERATING | 4 | 2022-11-21
N6-2296ELVFG | N6-2296 | BLDG. N6-2296 ELV FACILITY GROUNDING SUBSYSTEMS | System | ELV | HO | FOS | OPERATING | 4 | 2011-07-26
N6-2296ELVLU | N6-2296 | BLDG. N6-2296 ELV LIGHTNING PROTECTION SUBSYSTEMS | System | ELV | HO | FOS | OPERATING | 4 | 2023-06-07
N6-2296FELVVL | N6-2296F | BLDG. N6-2296F ELV ELECTRICAL LOW VOLTAGE SUBSYSTEMS | Panel-LV | ELV | RTF | FOS | OPERATING | 3 | 2011-06-03
N6-2296GELVVL | N6-2296G | BLDG. N6-2296G ELV ELECTRICAL LOW VOLTAGE SUBSYSTEMS | Emer Lights | ELV | PMHL | FOS | OPERATING | 3 | 2016-03-24
NC2ELITE | L6-0247 | LIGHTS, EMERGENCY & EXIT, L6-0247 | Emer-Exit Lights | ELV | PM | FOS | OPERATING | 4 | 2024-04-30
NC302006 | L6-0247 | EYEWASH, FIXED, ENCON | Shwr-Eyewash | WWS | PM | FOS | OPERATING | 3 | 2023-07-06
NC302008 | L6-0247 | EYEWASH, SAFETY | Shwr-Eyewash | WWS | PM | FOS | OPERATING | 3 | 2023-07-06
NC302010 | L6-0247 | EYEWASH, SAFETY | Shwr-Eyewash | WWS | PM | FOS | OPERATING | 3 | 2023-06-23
NC302012 | L6-0247 | EYEWASH, SAFETY | Shwr-Eyewash | WWS | PM | FOS | OPERATING | 3 | 2023-06-19
NC302013 | L6-0247 | EYEWASH, SAFETY | Shwr-Eyewash | WWS | N/A | XSD | DECOMMISSIONED | 3 | 2023-07-07
NC302015 | L6-0247 | EYEWASH, SAFETY | Shwr-Eyewash | WWS | N/A | XSD | DECOMMISSIONED | 4 | 2018-03-14
NC302023 | L6-0248 | EYEWASH, SAFETY | Shwr-Eyewash | WWS | PM | FOS | OPERATING | 4 | 2023-06-28
NC302025 | L6-0147 | EYEWASH, SAFETY | Shwr-Eyewash | WWS | PM | FOS | OPERATING | 3 | 2023-07-03
NC302030 | L6-0247 | EYEWASH, SAFETY | Shwr-Eyewash | WWS | PM | FOS | OPERATING | 3 | 2023-07-07
NC302041 | L7-0251 | EYEWASH, SAFETY | Shwr-Eyewash | WWS | N/A | XSD | DECOMMISSIONED | 3 | 2018-03-14
NC302041-R1 | L7-0251 | EYEWASH, GUARDIAN | Shwr-Eyewash | WWS | PM | FOS | OPERATING | 3 | 2023-07-14
NC303001 | L6-0147 | SAFETY SHOWER / EYEWASH, WESTERN | Shwr-Eyewash | WWS | PM | FOS | OPERATING | 3 | 2023-05-29
NC303002 | L7-0251 | SAFETY SHOWER / EYEWASH, HAWS | Shwr-Eyewash | WWS | N/A | XSD | DECOMMISSIONED | 3 | 2023-06-06
NC303003 | L7-0251 | SAFETY SHOWER / EYEWASH, HAWS | Shwr-Eyewash | WWS | N/A | XSD | DECOMMISSIONED | 2 | 2024-02-23
NC303004 | L7-0251 | SAFETY SHOWER / EYEWASH, HAWS | Shwr-Eyewash | WWS | N/A | XSD | DECOMMISSIONED | 2 | 2024-02-23
NC303005 | L6-0248 | SAFETY SHOWER / EYEWASH, HAWS | Shwr-Eyewash | WWS | PM | FOS | OPERATING | 3 | 2023-05-29
NC303007 | L6-0247 | SAFETY SHOWER / EYEWASH, ENCON | Shwr-Eyewash | WWS | PM | FOS | OPERATING | 3 | 2023-05-29
NC303009 | L6-0247 | SAFETY SHOWER / EYEWASH | Shwr-Eyewash | WWS | PM | FOS | OPERATING | 3 | 2023-05-29
NC303011 | L6-0247 | SAFETY SHOWER / EYEWASH | Shwr-Eyewash | WWS | PM | FOS | OPERATING | 3 | 2023-05-29
NC303024 | L6-0295 | SAFETY SHOWER / EYEWASH | Shwr-Eyewash | WWS | PM | FOS | OPERATING | 3 | 2023-05-29
NC303042 | L6-0295 | SAFETY SHOWER / EYEWASH | Shwr-Eyewash | WWS | PM | FOS | OPERATING | 3 | 2023-05-29
NC313001 | L6-0297 | EYEWASH, PORTABLE, ENCON | Shwr-Eyewash-Portable-Pressurized | WWS | PM | FOS | OPERATING | 3 | 2024-03-22
NC313002 | L6-0247 | EYEWASH, PORTABLE, ENCON | Shwr-Eyewash-Portable-Pressurized | WWS | PM | FOS | OPERATING | 3 | 2024-03-22
NC313003 | L6-0247 | EYEWASH, PORTABLE, ENCON | Shwr-Eyewash-Portable-Pressurized | WWS | PM | FOS | OPERATING | 3 | 2024-03-22
NC313004 | M7-0355 | EYEWASH, PORTABLE, ENCON | Shwr-Eyewash-Portable-Pressurized | WWS | PM | FOS | OPERATING | 3 | 2024-04-24
NC313005 | M7-1011 | EYEWASH, PORTABLE, ENCON | Shwr-Eyewash-Portable-Pressurized | WWS | PM | FOS | OPERATING | 3 | 2024-04-09
NC313006 | L6-0247 | EYEWASH, PORTABLE, ENCON | Shwr-Eyewash-Portable-Pressurized | WWS | PM | FOS | OPERATING | 3 | 2024-03-19
NC313007 | L6-0247 | EYEWASH, PORTABLE, ENCON | Shwr-Eyewash-Portable-Pressurized | WWS | PM | FOS | OPERATING | 3 | 2024-03-20
NC313008 | L6-0247 | EYEWASH, PORTABLE, ENCON | Shwr-Eyewash-Portable-Pressurized | WWS | PM | FOS | OPERATING | 3 | 2024-03-22
NC313010 | L6-0247 | EYEWASH, PORTABLE, ENCON | Shwr-Eyewash-Portable-Pressurized | WWS | PM | FOS | OPERATING | 3 | 2024-03-18
NC313011 | L6-0247 | EYEWASH, PORTABLE, ENCON | Shwr-Eyewash-Portable-Pressurized | WWS | PM | FOS | OPERATING | 3 | 2024-03-20
NC313018 | M7-0361 | EYEWASH, PORTABLE, ENCON | Shwr-Eyewash-Portable-Pressurized | WWS | PM/AS | NSP | DECOMMISSIONED | 4 | 2021-02-10
NC313022 | L6-0297 | EYEWASH, PORTABLE, ENCON | Shwr-Eyewash-Portable-Pressurized | WWS | PM | FOS | OPERATING | 3 | 2024-03-18
NC313023 | M7-0407 | EYEWASH, PORTABLE, ENCON | Shwr-Eyewash-Portable-Pressurized | WWS | PM | FOS | OPERATING | 3 | 2023-12-06
NC313025 | L6-0247 | EYEWASH, PORTABLE, ENCON | Shwr-Eyewash-Portable-Pressurized | WWS | PM | FOS | OPERATING | 4 | 2024-02-05
NC313026 | L6-0297 | EYEWASH, PORTABLE, ENCON | Shwr-Eyewash-Portable-Pressurized | WWS | PM | FOS | OPERATING | 3 | 2024-03-22
NC313028 | M7-0355 | EYEWASH, PORTABLE, ENCON | Shwr-Eyewash-Portable-Pressurized | WWS | PM | FOS | OPERATING | 3 | 2024-04-24
NC313029 | L6-0147 | EYEWASH, PORTABLE, ENCON | Shwr-Eyewash-Portable-Pressurized | WWS | PM | FOS | OPERATING | 3 | 2024-03-06
NC313030 | L6-0147 | EYEWASH, PORTABLE, ENCON | Shwr-Eyewash-Portable-Pressurized | WWS | PM | FOS | OPERATING | 3 | 2024-03-06
NC313031 | L6-0147 | EYEWASH, PORTABLE, ENCON | Shwr-Eyewash-Portable-Pressurized | WWS | PM | FOS | OPERATING | 3 | 2024-03-18
NC601001 | L6-0247 | Elevator BFF Manuf. South, with 134 Gallon Tank | Elevator, Hydraulic | MEC | PM | FOS | OPERATING | 4 | 2024-04-05
NC602001 | L6-0247 | Elevator BFF Manuf. North, 40HP, with 143 Gallon Tank | Elevator, Hydraulic | MEC | PM | FOS | OPERATING | 4 | 2024-04-05
NCACACP001 | L6-0297 | Air Compressor, Powermate | Compressors-Air-Reciprocating | HVC | PM | FOS | OPERATING | 3 | 2024-04-09
NCACACP002 | L6-0247 | Compressor, Air Reciprocating | Compressors-Air-Reciprocating | HVC | PM | FOS | OPERATING | 3 | 2024-05-03
NCACACPBUS | L6-0247 | Compressor, Air Reciprocating | Compressors-Air-Reciprocating | HVC | PM | FOS | OPERATING | 3 | 2024-04-08
NCACWAH018 | L6-0247 | Air Handler Unit 18, Serves M-109 Pre-Clean (Process) | AHU-CHW-5T_30T | HVC | PM | FOS | OPERATING | 3 | 2024-01-26
NCACWAH019 | L6-0247 | Air Handler Unit 19, Serves M-118 (Process) | AHU-CHW-5T_30T | HVC | PM | FOS | OPERATING | 3 | 2024-01-25
NCACWAH020 | L6-0247 | Air Handler Unit 20, Serves M-126 TVC Cell (Process) | AHU-CHW-5T_30T | HVC | PM | FOS | OPERATING | 3 | 2024-01-31
NCACWAH021 | L6-0247 | Air Handler Unit 21, Serves M-109A Final Clean (Process) | AHU-CHW-5T_30T | HVC | PM | FOS | OPERATING | 3 | 2024-02-05
NCACWAH022 | L6-0247 | Air Handler Unit 22, Serves M-116 (Process) | AHU-CHW-5T_30T | HVC | PM | FOS | OPERATING | 3 | 2024-03-18
NCACWAH023 | L6-0247 | Air Handler Unit 23, Serves M-M03 Cable Shop (Process) | AHU-CHW-5T_30T | HVC | PM | FOS | OPERATING | 3 | 2024-02-07
NCACWAH024 | L6-0247 | Air Handler Unit 24, Serves M-120 TVC (Process) | AHU-CHW-5T_30T | HVC | PM | FOS | OPERATING | 3 | 2024-03-13
NCACWAH025 | L6-0247 | Air Handler Unit 25, Non-Critical Mfg North Serves M-205 | AHU-CHW-5T_30T | HVC | PM | FOS | OPERATING | 3 | 2024-02-14
NCACWAH026 | L6-0247 | Air Handler Unit 26, Serves M-127 TVC Cell (Process) | AHU-CHW-5T_30T | HVC | PM | FOS | OPERATING | 3 | 2024-03-15
NCACWAH027 | L6-0247 | Air Handler Unit 27, Serves M-110 Tube Shop (Process) | AHU-CHW-5T_30T | HVC | PM | FOS | OPERATING | 3 | 2024-03-19
NCACWAH030 | L6-0247 | Air Handler Unit 30, Serves M-128 TVC Cell (Process) | AHU-CHW-5T_30T | HVC | PM | FOS | OPERATING | 3 | 2024-03-11
NCAHWPP001 | L6-0247 | Pump #1, HW | Pump-Pad Mount-(CHW/CW)-GT10HP | HVC | PM | FOS | OPERATING | 4 | 2024-02-13
NCAHWPP002 | L6-0247 | Pump #2, HW | Pump-Pad Mount-(CHW/CW)-GT10HP | HVC | PM | FOS | OPERATING | 4 | 2024-02-13
NCAIAAH216 | L6-0247 | Fan Coil Unit 10 (South) | AHU-CHW-FCU-Special | HVC | PM | FOS | OPERATING | 4 | 2024-03-28
NCAIAAX001 | L6-0247 | HP-1, A/C Unit, Bard Package, Mfg North Exterior Wall | AHU-DX-Package-LT5T | HVC | PM | FOS | OPERATING | 3 | 2024-02-20
NCAIAAX002 | L6-0247 | HP-2, A/C Unit, Bard Package, Mfg North Exterior Wall | AHU-DX-Package-LT5T | HVC | PM | FOS | OPERATING | 3 | 2024-02-22
NCAIAHF021 | L6-0247 | H-21, Humidifier, Steam, Carnes, Ordnance Room | Humidifier | HVC | PM | FOS | OPERATING | 4 | 2023-08-17
NCAIAHF022 | L6-0247 | H-22, Humidifier, Steam, Carnes, Ordnance Room | Humidifier | HVC | PM | FOS | OPERATING | 4 | 2023-08-16
NCAIAHF023 | L6-0247 | H-23, Humidifier, Steam, Carnes, Ordnance Room | Humidifier | HVC | PM | FOS | OPERATING | 4 | 2023-08-16
NCAIVFN008 | L6-0247 | Exhaust Fan EF-8, Top Coat Cell | Fan-Exhaust-LT100HP-LS | HVC | PM | FOS | OPERATING | 3 | 2024-04-17
NCAIVFN021 | L6-0247 | Exhaust Fan EF-21, Final Clean | Fan-Exhaust-LT100HP-LS | HVC | PM/TS | NOS | DECOMMISSIONED | 4 | 2022-02-07
NCAIVFN034 | L6-0247 | Exhaust Fan EF-34, Fume Hood E&I Shop | Fan-Exhaust-LT100HP-LS | HVC | PM/TS | NOS | DECOMMISSIONED | 3 | 2022-03-29
NCAIVFN038 | L6-0247 | Exhaust Fan EF-38, Fume Hood LRV/SRV Repair | Fan-Exhaust-LT100HP-LS | HVC | PM/TS | NOS | DECOMMISSIONED | 4 | 2022-03-22
NCAIVFN044 | L6-0247 | Exhaust Fan EF-44, Top Coat Cell | Fan-Exhaust-LT100HP-LS | HVC | PM | FOS | OPERATING | 3 | 2024-04-16
NCAIVFN049 | L6-0247 | Exhaust Fan, EF-49 Wall Mount Propeller, (Process) | Fan-Exhaust-LT100HP-LS | HVC | PM | FOS | OPERATING | 3 | 2024-04-25
NCAIVFN057 | L6-0247 | EF-57 Exhaust Fan, Cable Shop | Fan-Exhaust-LT100HP-LS | HVC | PM | FOS | OPERATING | 3 | 2023-12-18
NCARWIM001 | L6-0247 | Ice Machine, MFG, North, Floor 1, Room 1148, Break Room | Refrigeration-Ice Machine-Cube | HVC | PM | FOS | OPERATING | 3 | 2024-05-04
NCE01012 | L6-0247 | Motor Control Center, NB, 480VAC | MCC | ELV | PM | FOS | OPERATING | 4 | 2023-04-02
NCE02012 | L6-0247 | Motor Control Center, NA, 480VAC | MCC | ELV | PM | FOS | OPERATING | 4 | 2023-04-02
NCE04014 | L6-0247 | S - Motor Control Center | MCC | ELV | PM | FOS | OPERATING | 4 | 2024-05-04
NCF20G01 | L6-0247 | Valve, Fire Water | Valves-Fire | WWS | PM | FOS | OPERATING | 4 | 2024-05-07
NCF20G05 | L6-0247 | Valve, Fire Water | Valves-Fire | WWS | PM | FOS | OPERATING | 4 | 2024-05-07
NCF20G09 | L6-0247 | Valve, Fire Water | Valves-Fire | WWS | PM | FOS | OPERATING | 4 | 2024-05-07
NCFFAAS001 | L6-0247 | AIR SAMPLING DETECTION SYSTEM-VESDA | ASSD | PSY | PM | FOS | OPERATING | 2 | 2023-09-20
NCFFAAS002 | L6-0247 | AIR SAMPLING DETECTION SYSTEM-VESDA, LASERPLUS | ASSD | PSY | PM | FOS | OPERATING | 4 | 2023-09-11
NCFFAAS003 | L6-0247 | AIR SAMPLING DETECTION SYSTEM, VESDA, LASERPLUS | ASSD | PSY | PM | FOS | OPERATING | 4 | 2023-09-11
NCFFACP001 | L6-0247 | FACP-SEIMENS XLS FIREFINDER | FACP | PSY | N/A | XSD | DECOMMISSIONED | 3 | 2018-09-25
NCFFACP002 | L6-0247 | FACP-SEIMENS XLS FIREFINDER | FACP | PSY | PM | FOS | OPERATING | 3 | 2023-11-30
NCFH1045 | L6-0247 | HYDRANT, FIRE, MUELLER 5-1/4, 1998 | Hydrant | WWS | PM | FOS | OPERATING | 4 | 2024-03-27
NCFH1090 | L6-0247 | HYDRANT, FIRE, MUELLER 4-1/2, 1984 | Hydrant | WWS | PM | FOS | OPERATING | 4 | 2024-03-20
NCFH1135 | L6-0247 | HYDRANT, FIRE, MUELLER 4-1/2,1984 | Hydrant | WWS | PM | FOS | OPERATING | 4 | 2024-03-12
NCFH1225 | L6-0247 | HYDRANT, FIRE, MUELLER 4-1/2, 1984 | Hydrant | WWS | PM | FOS | OPERATING | 4 | 2024-03-19
NCFH1255 | L6-0247 | HYDRANT, FIRE | Hydrant | WWS | PM | FOS | OPERATING | 4 | 2024-03-12
NCFH1270 | L6-0247 | HYDRANT, FIRE, MUELLER 5-1/4, 1991 | Hydrant | WWS | PM | FOS | OPERATING | 4 | 2024-03-20
NCFH1285 | L6-0247 | HYDRANT, FIRE | Hydrant | WWS | N/A | XSD | DECOMMISSIONED | 4 | 2014-10-08
NCFH1315 | L6-0247 | HYDRANT, FIRE, MUELLER 4-1/2, 1984 | Hydrant | WWS | PM | FOS | OPERATING | 3 | 2024-03-09
NCFKPTS821 | L6-0247 | GATE TURNSTILE (East) | Turnstile | PSY | PM/PEND | FOS | OPERATING | 4 | 2013-05-24
NCFKPTS822 | L6-0247 | GATE TURNSTILE (West) | Turnstile | PSY | PM/PEND | FOS | OPERATING | 3 | 2013-11-15
NCFKPTS823 | L6-0247 | GATE TURNSTILE (South West Fence Area) | Turnstile | PSY | PM/PEND | FOS | OPERATING | 3 | 2013-11-15
NCFKPTS824 | L6-0247 | GATE TURNSTILE (Mfg Loading Dock) | Turnstile | PSY | PM/PEND | FOS | OPERATING | 4 | 2013-05-24
NCFSYWS001 | L6-0247 | WET PIPE FIRE SPRINKLER and FHVs w/GN2 | Wet Pipe | PSY | PM | FOS | OPERATING | 3 | 2024-01-10
NCFSYWS002 | L6-0247 | WET PIPE FIRE SPRINKLER w/GN2 | Wet Pipe | PSY | PM | FOS | OPERATING | 3 | 2023-12-22
NCFSYWS003 | L6-0247 | WET PIPE FIRE SPRINKLER w/GN2 | Wet Pipe | PSY | PM | FOS | OPERATING | 3 | 2023-12-08
NCFSYWS004 | L6-0247 | WET PIPE FIRE SPRINKLER and FHVs w/GN2 | Wet Pipe | PSY | PM | FOS | OPERATING | 3 | 2024-01-02
NCS12001 | L6-0247 | BFP HERSEY DC 10" S/N 105588 | BFP-Fire | WWS | PM | FOS | OPERATING | 4 | 2024-04-03
NCS12002 | L6-0247 | BFP HERSEY 2 DC 10" S/N 105588 | BFP-Fire | WWS | PM | FOS | OPERATING | 4 | 2024-04-04
NCS12003 | L6-0247 | BFP FEBCO 3" 860 RP S/N F0211150900 | BFP | WWS | N/A | XSD | DECOMMISSIONED | 3 | 2017-03-17
NCS12003-R1 | L6-0247 | BFP FEBCO 860 3" RP S/N N1703240731 | BFP | WWS | PM | FOS | OPERATING | 4 | 2024-04-03
NCS12004 | L6-0247 | BFP FEBCO 3" 860 RP S/N F0210030902 | BFP | WWS | N/A | XSD | DECOMMISSIONED | 2 | 2020-03-26
NCS12004-R1 | L6-0247 | BFP FEBCO 3" 860 FF S/N N2004201115 | BFP | WWS | PM | FOS | OPERATING | 4 | 2024-04-04
NG101001 | M7-1357 | AHU (CRU-3) COMPUTER LIEBERT A/C UNIT | AHU-CHW-Computer-5T_30T | HVC | PM | FOS | OPERATING | 3 | 2024-02-09
NG101002 | M7-1357 | CONDENSING UNIT (ACC-2) COMPUTER A/C UNIT | AHU-DX-Condenser | HVC | N/A | XSD | DECOMMISSIONED | 3 | 2016-09-19
NG101002-R1 | M7-1357 | CONDENSER UNIT (ACC-2) COMPUTER A/C UNIT | AHU-DX-Condenser | HVC | PM | FOS | OPERATING | 4 | 2024-02-08
NG101003 | M7-1357 | AHU (CRU-2) COMPUTER LIEBERT A/C UNIT | AHU-CHW-Computer-5T_30T | HVC | PM | FOS | OPERATING | 3 | 2024-02-09
NG101004 | M7-1357 | AHU (CRU-1) COMPUTER LIEBERT A/C UNIT | AHU-CHW-Computer-5T_30T | HVC | N/A | NAB | DECOMMISSIONED | 3 | 2013-01-14
NG101005 | M7-1357 | AHU #2 | AHU-CHW-5T_30T | HVC | N/A | XSD | DECOMMISSIONED | 2 | 2019-03-26
NG101006 | M7-1357 | AHU #9 | AHU-CHW-5T_30T | HVC | N/A | XSD | DECOMMISSIONED | 2 | 2018-07-16
NG101006-R1 | M7-1357 | AHU #9 | AHU-CHW-5T_30T | HVC | PM | FOS | OPERATING | 4 | 2024-02-05
NG101007 | M7-1357 | AHU #10 | AHU-CHW-5T_30T | HVC | N/A | XSD | DECOMMISSIONED | 2 | 2017-08-24
NG101007-R1 | M7-1357 | AHU #10 | AHU-CHW-5T_30T | HVC | PM | FOS | OPERATING | 4 | 2024-02-05
NG101008 | M7-1357 | AHU #8 | AHU-CHW-5T_30T | HVC | N/A | XSD | DECOMMISSIONED | 2 | 2019-07-18
NG101008-R1 | M7-1357 | AHU #8 | AHU-CHW-5T_30T | HVC | PM | FOS | OPERATING | 4 | 2024-02-05
NG101009 | M7-1357 | AHU, UPS ROOM | AHU-DX-5T_30T | HVC | PM | FOS | OPERATING | 3 | 2024-02-27
NG101010 | M7-1357 | AHU #1 | AHU-CHW-5T_30T | HVC | N/A | XSD | DECOMMISSIONED | 1 | 2017-11-13
NG101012 | M7-1357 | AHU #100 | AHU-CHW-5T_30T | HVC | PM | FOS | OPERATING | 3 | 2024-03-03
NG102001 | M7-1357 | PACKAGE UNIT, PAC-2 | AHU-DX-Package-5T_30T | HVC | N/A | XSD | DECOMMISSIONED | 2 | 2016-09-19
NG102001-R1 | M7-1357 | PACKAGE UNIT, PAC-2 | AHU-CHW-5T_30T | HVC | PM | FOS | OPERATING | 4 | 2023-10-05
NG106001 | M7-1357 | CONDENSING UNIT (ACC-1) COMPUTER A/C UNIT | AHU-DX-Condenser | HVC | N/A | XSD | DECOMMISSIONED | 1 | 2017-03-20
NG106001-R1 | M7-1357 | CONDENSER UNIT (ACC-1) COMPUTER A/C UNIT | AHU-DX-Condenser | HVC | PM | FOS | OPERATING | 3 | 2024-02-08
NG106002 | M7-1357 | CONDENSING UNIT (CU-1) COMPUTER A/C UNIT | AHU-DX-Condenser | HVC | PM/AS | FOS | OPERATING | 3 | 2012-10-03
NG107001 | M7-1357 | CHILLED WATER PUMP | Pump-Pad Mount-(CHW/CW)-GT10HP | HVC | N/A | XSD | DECOMMISSIONED | 4 | 2022-10-07
NG203001 | M7-1357A | LIGHTNING PROTECTION | Lightning Prot | ELV | PM | FOS | OPERATING | 4 | 2011-04-11
NG2ELITE | M7-1357 | LIGHTS, EMERGENCY & EXIT, M7-1357 | Emer-Exit Lights Self Testing | ELV | PM | FOS | OPERATING | 4 | 2024-04-21
NG300001 | M7-1357 | Eyewash & Safety Shower outside RM 113 | Shwr-Eyewash | WWS | PM | FOS | OPERATING | 4 | 2024-02-19
NG501002 | M7-1357 | ROOF, CONTROL BUILDING, MTL | Roof-Metal | STR | PM | FOS | OPERATING | 3 | 2024-03-21
NG502001 | M7-1357A | LINE OF SIGHT ANTENNA | Tower | STR | PM | FOS | OPERATING | 5 | 2020-02-26
NGACWAH001 | M7-1357 | AHU #1 | AHU-CHW-5T_30T | HVC | PM | FOS | OPERATING | 4 | 2024-02-14
NGE90001 | M7-1357 | GROUNDING SYSTEM FACILITY | Grounding | ELV | PM | FOS | OPERATING | 4 | 2021-02-04
NGF20001 | M7-1357 | SPRINKLER, SYS. PRE-ACTION, M/N A-4,6" w/GN2 | Pre-Action | PSY | PM | FOS | OPERATING | 3 | 2024-01-16
NGF20002 | M7-1357 | WET PIPE FIRE SPRINKLER SYSTEM, w/ GN2 | Wet Pipe | PSY | PM | FOS | OPERATING | 4 | 2023-11-15
NGF23001 | M7-1357 | VALVE, FIRE HOSE SYSTEM | Valves-Fire Hose | PSY | PM | FOS | OPERATING | 3 | 2023-12-21
NGFFAAS001 | M7-1357 | AIR SAMPLING DETECTION SYSTEM, VESDA | ASSD | PSY | PM | FOS | OPERATING | 3 | 2023-05-26
NGFFAAS002 | M7-1357 | AIR SAMPLING DETECTION SYSTEM, VESDA | ASSD | PSY | PM | FOS | OPERATING | 3 | 2023-05-26
NGFFACP001 | M7-1357 | FACP, SIEMENS MXLV | FACP | PSY | N/A | XSD | DECOMMISSIONED | 3 | 2019-01-11
NGFFACPN43 | M7-1357 | FACP, FACILITY SIMPLEX 4100ES | FACP | PSY | PM | FOS | OPERATING | 3 | 2024-04-10
NGFFAPA001 | M7-1357 | PRE-ACTION CONTROL PANEL | RCP | PSY | PM | FOS | OPERATING | 3 | 2023-06-02
NGFFART001 | M7-1357 | CENTRAL RADIO MONITORING SYSTEM (CRMS) TRANSCEIVERS | CRMS | PSY | PM | FOS | OPERATING | 4 | 2024-01-06
NGFFART002 | M7-1357 | CENTRAL RADIO MONITORING SYSTEM (CRMS) TRANSCEIVERS | CRMS | PSY | PM | FOS | OPERATING | 4 | 2024-01-06
NGFH1200 | M7-1357 | HYDRANT, FIRE | Hydrant | WWS | PM | FOS | OPERATING | 4 | 2023-10-04
NGFH1250 | M7-1357 | HYDRANT, FIRE | Hydrant | WWS | PM | FOS | OPERATING | 4 | 2023-10-04
NGFH1350 | UK-0031 | HYDRANT, FIRE | Hydrant | WWS | PM | FOS | OPERATING | 4 | 2023-09-21
NGFKPCP048 | M7-1357 | INTELLIGENT SYSTEM CONTROLLER #48 | ESS | PSY | PM | FOS | OPERATING | 3 | 2024-01-09
NGFPS001 | M7-1357 | PRE-ACTION FIRE SPRINKLER CONTROL PANEL | Pre-Action | PSY | N/A | XSD | DECOMMISSIONED | 3 | 2016-12-16
NGLAD0001 | M7-1357A | Ladder Antenna Products | Ladder | STR | PM | FOS | OPERATING | 4 | 2023-07-03
NGS12001 | M7-1357 | BFP FEBCO 805YD 4" S/N B7108 | BFP-Fire | WWS | PM | FOS | OPERATING | 4 | 2024-03-07
NGS12002 | M7-1357 | BFP FEBCO 805YD 4" S/N B7110 | BFP-Fire | WWS | PM | FOS | OPERATING | 4 | 2024-03-11
NGS12003 | M7-1357 | BFP WATTS 709 4" S/N 171699 | BFP-Fire | WWS | PM | FOS | OPERATING | 3 | 2024-03-11
NGS12004 | M7-1357 | BFP WATTS 709 4" S/N 171698 | BFP-Fire | WWS | PM | FOS | OPERATING | 3 | 2024-03-08
NGS12005 | M7-1357 | BFP, REDUCED PRESSURE, WATTS 909 2", S/N 211005 | BFP | WWS | PM | FOS | OPERATING | 4 | 2023-06-09
NGS12006 | M7-1357 | BFP ZURN-WILKINS 975XL RPZ 2" S/N 1697585 | BFP | WWS | PM | FOS | OPERATING | 4 | 2023-06-09
NGU01002 | M7-1357 | UPS-110, BP-300, 300KVA, 480VAC Out, MOSB | UPS-With External Battery | ELV | N/A | XSD | DECOMMISSIONED | 4 | 2023-03-23
NGU02001 | M7-0355 | UPS-168, 2.2 KVA APC | UPS-Self Contained | ELV | N/A | NSP | DECOMMISSIONED | 1 | 2014-01-02
NGUBB001 | M7-1357 | Battery Bank 110-1, UPS-110, 1x40x12VDC | Battery Bank-Lead Acid (VRLA) | ELV | PMHL | FOS | OPERATING | 4 | 2023-07-19
NGUBB002 | M7-1357 | Battery Bank 110-2, UPS-110, 1x40x12VDC | Battery Bank-Lead Acid (VRLA) | ELV | PMHL | FOS | OPERATING | 4 | 2023-07-19
NIFFACP001 | L6-0297 | FACP-SEIMENS XLS FIREFINDER | FACP | PSY | N/A | XSD | DECOMMISSIONED | 2 | 2015-07-07
NIFFACP002 | L6-0297 | FACP-SEIMENS XLS FIREFINDER | FACP | PSY | PM | FOS | OPERATING | 3 | 2023-05-11
NISFR6000 | L6-0295 | Roof, Haz Waste Staging Fac, Metal, 1944 SF | Roof-Metal | STR | PM | FOS | OPERATING | 2 | 2022-12-11
NLS12001-R1 | K6-1145A | BFP WATTS 909 3" S/N 190193 | BFP | WWS | PM | FOS | OPERATING | 4 | 2024-04-15
NLS12002-R1 | K6-1145A | BFP WATTS 909 3" S/N 190991 | BFP | WWS | PM | FOS | OPERATING | 3 | 2024-03-26
NN501002 | M6-0596 | ROOF, SERVICE STATION, BUR, 2172 SF | Roof-BUR | STR | N/A | NIC | NOT_IN_CONTRACT | 3 | 2019-10-31
NNAIAAX001 | M6-0596 | Fan Coil Unit, S/N 1111V01623 | AHU-DX-LT5T | HVC | N/A | NIC | NOT_IN_CONTRACT | 3 | 2020-03-30
NNAIACU001 | M6-0596 | Condensing Unit, S/N 1111V01421 | Condensing Unit | HVC | N/A | NIC | NOT_IN_CONTRACT | 3 | 2020-03-31
NNE01001 | M6-0596 | SS 184 25KVA 13.2KV-240/120V 1PH R-TEMP OIL PDMT COOPER | Transformers-Oil-MV | EHV | PM | FOS | OPERATING | 4 | 2024-03-10
NNS12001 | M6-0596 | BFP, WATTS 1" 909, S/N 453225 | BFP | WWS | PM | FOS | OPERATING | 4 | 2024-04-10
NQFSCCO001 | J5-1195 | CO2 FIRE SUPPRESSION SYSTEM | CO2 | PSY | N/A | XSD | DECOMMISSIONED | 3 | 2012-03-28
NX201001 | M7-0556C | LIGHTNING PROTECTION | Lightning Prot | ELV | PM | FOS | OPERATING | 4 | 2023-08-22
NX203001 | M7-0556B | LIGHTNING PROTECTION | Lightning Prot | ELV | PM | FOS | OPERATING | 4 | 2021-12-29
NX307001 | M7-0556 | EYEWASH, SAFETY, HAWS | Shwr-Eyewash | WWS | PM | FOS | OPERATING | 3 | 2024-03-15
O9203001 | M3-0147 | LIGHTNING PROTECTION | Lightning Prot | ELV | N/A | XSD | DECOMMISSIONED | 3 | 2021-10-26
O9E01005 | M3-0147 | ATSÂ 400AÂ 3PH, IRB | ATS | ELV | N/A | XSD | DECOMMISSIONED | 4 | 2021-03-25
OA2ELITE | J8-1503 | LIGHTS, EMERGENCY & EXIT, J8-1503 & J8-1503B | Emer-Exit Lights | ELV | N/A | NIC | NOT_IN_CONTRACT | 3 | 2013-09-23
OA501002 | J8-1503 | ROOF, OPS SUP BLDG #5 1000 SF | Roof-BUR | STR | N/A | NIC | NOT_IN_CONTRACT | 4 | 2011-05-13
OA501002B | J8-1503B | ROOF, LOX ENGR OFFICE BLDG, SINGLE-PLY, 1520 SF | Roof-Single Ply | STR | N/A | NIC | NOT_IN_CONTRACT | 4 | 2012-07-03
OAA01001 | J8-1503 | A/C UNIT, (J8-1503, PAD A, OPS. SUP. LOX FAC.) (480 V 3 ph disconnect on wall by | AHU-DX-5T_30T | HVC | N/A | NIC | NOT_IN_CONTRACT | 4 | 2012-10-03
OAA17001 | J8-1708 | A/C, LOX ENG BLDG (208v service disconnects located on air handler and cond.) | AHU-DX-5T_30T | HVC | N/A | NIC | NOT_IN_CONTRACT | 4 | 2012-10-01
OAFFACP001 | J8-1503B | FACP, SIMPLEX 4020 | FACP | PSY | N/A | NIC | NOT_IN_CONTRACT | 1 | 2012-08-02
OAFFART001 | J8-1503B | CENTRAL RADIO MONITORING SYSTEM (CRMS) TRANSCEIVER | CRMS | PSY | PM/AS | NAB | ABANDONED | 3 | 2014-10-30
OAFSYWS001 | J8-1503B | WET PIPE SPRINKLER 4'' | Wet Pipe | PSY | N/A | NIC | NOT_IN_CONTRACT | 4 | 2012-12-18
OAS01001 | J8-1503 | DOMESTIC TREATMENT PLANT #1 | Sewage Treatment | WWS | N/A | NIC | NOT_IN_CONTRACT | 3 | 2011-06-02
OB501002 | J8-1614 | ROOF, OPS SUP BLDG A-2 1300 SF | Roof-BUR | STR | N/A | NIC | NOT_IN_CONTRACT | 4 | 2012-07-03
OB501002A | J8-1614A | ROOF, LH2 ENGR OFFICE BLDG, SINGLE-PLY, 1520 SF | Roof-Single Ply | STR | N/A | NIC | NOT_IN_CONTRACT | 4 | 2012-06-22
OBA17001 | J8-1708 | A/C, LH2 ENG BLDG (208V service disconnects located on air handler and cond) | AHU-DX-5T_30T | HVC | N/A | NIC | NOT_IN_CONTRACT | 4 | 2012-08-13
OBFFACP001 | J8-1614A | FACP, SIMPLEX 4020 | FACP | PSY | N/A | NIC | NOT_IN_CONTRACT | 1 | 2012-08-02
OBFFART001 | J8-1614A | CENTRAL RADIO MONITORING SYSTEM (CRMS) TRANSCEIVER | CRMS | PSY | PM/AS | NAB | ABANDONED | 3 | 2015-07-17
OBFSYWS001 | J8-1614A | WET PIPE SPRINKLER 4'' | Wet Pipe | PSY | N/A | NIC | NOT_IN_CONTRACT | 4 | 2012-12-18
OBS01001 | J8-1614 | DOMESTIC TREATMENT PLANT #2 | Sewage Treatment | WWS | N/A | NIC | NOT_IN_CONTRACT | 3 | 2011-05-31
OC101016 | M7-0355 | FAN EXH WALL GE M/N 5KH47UG56 DIR DR | Fan-Exhaust-LT100HP | MEC | RTF | FOS | OPERATING | 4 | 2011-06-03
OC101025 | M7-0355 | FAN EXH PENN VENT CAT BB531 BELT 3L190 | Fan-Exhaust-LT100HP | MEC | RTF | FOS | OPERATING | 4 | 2011-06-02
OC101032 | M7-0355 | FAN EXH JENN-AIR M/N C56112200 S/N AAK1W | Fan-Exhaust-LT100HP | MEC | RTF | FOS | OPERATING | 1 | 2011-06-02
OC101046 | M7-0355 | FAN, EXHAUST, BELT DRIVEN, DAYTON, LAB | Fan-Exhaust-LT100HP-LS | MEC | PM | FOS | OPERATING | 3 | 2024-03-21
OC101052 | M7-0355 | FAN, EXHAUST KEWAYNER, S/N B-41383 M7-355 | Fan-Exhaust-LT100HP-LS | MEC | PM | FOS | OPERATING | 3 | 2024-03-23
OC101053 | M7-0355 | FAN, EXHAUST, KEYWAYNER, S/N B-41381 M7-355 | Fan-Exhaust-LT100HP | MEC | RTF | FOS | OPERATING | 4 | 2011-06-02
OC101054 | M7-0355 | FAN, EXHAUST, KEWAYNER, S/N B-41382 M7-355 | Fan-Exhaust-LT100HP | MEC | RTF | FOS | OPERATING | 3 | 2011-06-03
OC101055 | M7-0355 | FAN, EXHAUST, KEWAYNER, S/N B-41384 M7-355 | Fan-Exhaust-LT100HP | MEC | RTF | FOS | OPERATING | 3 | 2011-06-03
OC101057 | M7-0355 | FAN, EXHAUST, HARTZELL, DIRECT DRIVE M7-355 | Fan-Exhaust-LT100HP | MEC | RTF | FOS | OPERATING | 4 | 2011-02-22
OC101059 | M7-0355 | FAN, EXHAUST, GRENHECK, S/N 85D0860 M7-355 | Fan-Exhaust-LT100HP | MEC | RTF | FOS | OPERATING | 3 | 2011-06-03
OC101063 | M7-0355 | FAN, EXHAUST HOOD, DAYTON, RM 1213 | Fan-Exhaust-LT100HP-LS | MEC | PM | FOS | OPERATING | 1 | 2023-03-14
OC101066 | M7-0355 | EXHAUST FAN #2 (IOZ) | Fan-Exhaust-LT100HP | MEC | RTF | FOS | OPERATING | 5 | 2010-09-10
OC107001 | M7-0355 | FAN EXH BALDOR S/N K77521 BELT 4L280 | Fan-Exhaust-LT100HP-LS | MEC | PM | FOS | OPERATING | 2 | 2024-04-25
OC107002 | M7-0355 | FAN EXH BALDOR S/N K77525 BELT 4L280 | Fan-Exhaust-LT100HP-LS | MEC | PM | FOS | OPERATING | 3 | 2024-03-24
OC110002 | M7-0355 | PUMP P-1, CHILLED WATER, AHU #2, 3 & 5 (IOZ) | Pump-Pad Mount-(CHW/CW)-GT10HP | HVC | PM | FOS | OPERATING | 4 | 2023-11-16
OC110003 | M7-0355 | PUMP, HOT WATER, AHU #2, 3 & 5 (IOZ) | Pump-Pad Mount-(HTHW/HW)-GT10HP | HVC | PM | FOS | OPERATING | 4 | 2024-05-01
OC110004 | M7-0355 | PUMP P-2,CHILLED WATER, AHU #1 & 4 (IOZ) | Pump-Pad Mount-(CHW/CW)-GT10HP | HVC | PM | FOS | OPERATING | 4 | 2023-11-14
OC205001 | M7-0355 | LIGHTNING PROTECTION | Lightning Prot | ELV | PM | FOS | OPERATING | 4 | 2017-01-27
OC290001 | M7-0355 | CLOCK MASTER SYNCHRONIZED | Clock | MEC | RTF | FOS | OPERATING | 3 | 2011-04-11
OC290002 | M7-0355 | CLOCK MASTER SYNCHRONIZED | Clock | MEC | RTF | FOS | OPERATING | 3 | 2011-04-11
OC290003 | M7-0355 | CLOCK MASTER SYNCHRONIZED | Clock | MEC | RTF | FOS | OPERATING | 3 | 2011-04-11
OC2ELITE | M7-0355 | LIGHTS, EMERGENCY & EXIT, M7-0355 | Emer-Exit Lights | ELV | PM | FOS | OPERATING | 3 | 2024-05-06
OC2ELITE2 | M7-0355 | LIGHTS, EMERGENCY & EXIT, M7-0355 (IOZ) | Emer-Exit Lights Self Testing | ELV | PM | FOS | OPERATING | 3 | 2017-08-14
OC301003 | M7-0355 | PUMP SUMP AMERICAN MARSH S/N C115718 E HLTH | Pump-Sump | MEC | RTF | FOS | OPERATING | 1 | 2011-03-18
OC304009 | M7-0355 | PUMP TRANSFER SUMP ENV HEALTH | Pump-Sump | MEC | RTF | FOS | OPERATING | 3 | 2011-03-23
OC304010 | M7-0355 | SUMP PUMP 115 VAC TEEL | Pump-Sump | MEC | RTF | FOS | OPERATING | 4 | 2012-02-28
OC308007 | M7-0355 | FILTER, WATER, REYNOLDS 4 | Filters-Water | WWS | PM | FOS | OPERATING | 4 | 2024-01-19
OC308015 | M7-0355 | FILTER WATER CUNO STRING WEST WALL STRING | Filters-Water | WWS | PM | FOS | OPERATING | 3 | 2023-05-08
OC308016 | M7-0355 | FILTER WATER CUNO S WALL JONES 7-3910 | Filters-Water | WWS | PM | FOS | OPERATING | 3 | 2023-05-05
OC308017 | M7-0355 | FILTER, CUNO, CALL GAIL 7-3910 (2 FILTERS) | Filters-Water | WWS | PM | FOS | OPERATING | 4 | 2023-11-06
OC308019 | M7-0355 | FILTER, WATER, CUNO | Filters-Water | WWS | PM | FOS | OPERATING | 4 | 2024-04-03
OC308020 | M7-0355 | FILTER, WATER, AQUA PURE SS-8, 8 CARTRIDGE | Filters-Water | WWS | PM | FOS | OPERATING | 3 | 2024-03-05
OC308022 | M7-0355 | FILTER, WATER, U.S. WATER | Filters-Water | WWS | PM | FOS | OPERATING | 3 | 2023-10-23
OC308025 | M7-0355 | FILTER, WATER, U.S. WATER | Filters-Water | WWS | PM | FOS | OPERATING | 3 | 2023-10-23
OC311001 | M7-0355 | GREASE TRAP | Grease Trap | WWS | PM | FOS | OPERATING | 3 | 2024-04-22
OC312002 | M7-0355 | PUMP, SUMP TEEL FOR ACCESS CALL 7-3021 PIT RM. 110 | Pump-Sump | MEC | RTF | FOS | OPERATING | 4 | 2012-02-28
OC313002 | M7-0355 | SAFETY SHOWER / EYEWASH, AM. MARSH SN C115714 | Shwr-Eyewash | WWS | PM | FOS | OPERATING | 3 | 2024-04-10
OC313003 | M7-0355 | Eyewash, Sink Mounted | Shwr-Eyewash | WWS | PM | FOS | OPERATING | 3 | 2023-05-01
OC313009 | M7-0355 | SHOWER & EYEWASH, AM. MARSH SN C115714 | Shwr-Eyewash | WWS | PM | FOS | OPERATING | 3 | 2024-05-06
OC313010 | M7-0355 | Eyewash, Water Saver, Rm 1295, POC: T. Gibson, 7-7572 | Shwr-Eyewash | WWS | N/A | NSP | DECOMMISSIONED | 3 | 2024-04-10
OC313011 | M7-0355 | SAFETY SHOWER, ACCESS - G. BUNK, 7-1441 | Shwr-Eyewash | WWS | PM | FOS | OPERATING | 3 | 2024-05-08
OC313012 | M7-0355 | SAFETY SHOWER, S/N SE-201 | Shwr-Eyewash | WWS | PM | FOS | OPERATING | 3 | 2023-05-02
OC313013-R1 | M7-0355 | Eyewash, Water Saver, Sink mounted | Shwr-Eyewash | WWS | PM | FOS | OPERATING | 3 | 2023-05-03
OC313014 | M7-0355 | SHOWER & EYEWASH, HAWS | Shwr-Eyewash | WWS | N/A | XSD | DECOMMISSIONED | 3 | 2023-04-05
OC313017 | M7-0355 | EYEWASH, HANDHELD, HAWS, M/N 8903 | Shwr-Eyewash | WWS | PM | FOS | OPERATING | 3 | 2024-04-12
OC313018 | M7-0355 | EYEWASH, SINK, FISHER SCIENTIFIC | Shwr-Eyewash | WWS | PM | FOS | OPERATING | 3 | 2024-04-10
OC313019 | M7-0355 | EYEWASH, SINK, FISHER SCIENTIFIC | Shwr-Eyewash | WWS | PM | FOS | OPERATING | 3 | 2024-04-10
OC313021 | M7-0355 | EYEWASH, SINK, GUARDIAN, MDL 1806 | Shwr-Eyewash | WWS | PM | FOS | OPERATING | 3 | 2024-04-10
OC313022 | K6-0792 | EYEWASH, PORTABLE, W/ DRENCH HOSE | Shwr-Eyewash-Portable-Pressurized | WWS | PM | FOS | OPERATING | 4 | 2023-09-19
OC313023 | M7-0355 | SAFETY SHOWER / EYEWASH STATION, SPEAKMAN | Shwr-Eyewash | WWS | PM | FOS | OPERATING | 3 | 2023-05-02
OC313024 | M7-0355 | EYEWASH, HANDHELD | Shwr-Eyewash | WWS | PM | FOS | OPERATING | 4 | 2024-05-08
OC313026 | M7-0355 | EYEWASH, SINK MOUNTED | Shwr-Eyewash | WWS | PM | FOS | OPERATING | 4 | 2023-06-13
OC313027 | M7-0355 | EYEWASH, SINK MOUNTED | Shwr-Eyewash | WWS | PM | FOS | OPERATING | 4 | 2023-06-13
OC313029 | M7-0355 | EYEWASH, SINK MOUNTED | Shwr-Eyewash | WWS | PM | FOS | OPERATING | 3 | 2023-05-02
OC313030 | M7-0355 | SHOWER EYEWASH | Shwr-Eyewash | WWS | PM | FOS | OPERATING | 3 | 2024-05-06
OC313032 | M7-0355 | EYEWASH, SINK MOUNTED | Shwr-Eyewash | WWS | PM | FOS | OPERATING | 4 | 2023-04-26
OC313034 | M7-0355 | EYEWASH, GUARDIAN, M/N G1760P (IOZ) | Shwr-Eyewash | WWS | PM | FOS | OPERATING | 3 | 2023-05-03
OC313035 | M7-0355 | EYEWASH, GUARDIAN, M/N G1760P (IOZ) | Shwr-Eyewash | WWS | PM | FOS | OPERATING | 3 | 2023-04-13
OC313036 | M7-0355 | EYEWASH, GUARDIAN, M/N G1760P (IOZ) | Shwr-Eyewash | WWS | PM | FOS | OPERATING | 3 | 2023-05-03
OC313037 | M7-0355 | EYEWASH, GUARDIAN, M/N G1760P (IOZ) | Shwr-Eyewash | WWS | PM | FOS | OPERATING | 3 | 2023-05-03
OC313038 | M7-0355 | EYEWASH, GUARDIAN, M/N G1760P (IOZ) | Shwr-Eyewash | WWS | PM | FOS | OPERATING | 3 | 2023-05-03
OC313039 | M7-0355 | EYEWASH, GUARDIAN, M/N G1760P (IOZ) | Shwr-Eyewash | WWS | PM | FOS | OPERATING | 3 | 2023-05-03
OC313041 | M7-0355 | SHOWER & EYEWASH, GUARDIAN, M/N G1950P-HFC (IOZ) | Shwr-Eyewash | WWS | PM | FOS | OPERATING | 3 | 2023-05-04
OC313042 | M7-0355 | Eyewash, Portable, Encon | Shwr-Eyewash-Portable-Pressurized | WWS | PM | FOS | OPERATING | 3 | 2024-04-24
OC313043 | M7-0355 | Eyewash, Sink Mounted, Water Saver | Shwr-Eyewash | WWS | PM | FOS | OPERATING | 3 | 2023-09-20
OC313044 | M7-0355 | Eyewash, Sink Mounted, Water Saver | Shwr-Eyewash | WWS | PM | FOS | OPERATING | 3 | 2023-09-20
OC313045 | M7-0355 | Eyewash, Sink Mounted, Fisher Scientific | Shwr-Eyewash | WWS | PM | FOS | OPERATING | 3 | 2023-09-20
OC313046 | M7-0355 | Eyewash, Sink Mounted, Water Saver | Shwr-Eyewash | WWS | PM | FOS | OPERATING | 3 | 2023-09-19
OC313047 | M7-0355 | Eyewash, Sink Mounted, Water Saver | Shwr-Eyewash | WWS | PM | FOS | OPERATING | 3 | 2023-09-20
OC313048 | M7-0355 | Eyewash, Sink Mounted, Water Saver | Shwr-Eyewash | WWS | PM | FOS | OPERATING | 3 | 2023-09-20
OC313049 | M7-0355 | Eyewash, Sink Mounted, Water Saver | Shwr-Eyewash | WWS | PM | FOS | OPERATING | 3 | 2023-09-15
OC313050 | M7-0355 | Eyewash, Sink Mounted, Guardian | Shwr-Eyewash | WWS | N/A | XSD | DECOMMISSIONED | 4 | 2020-09-15
OC313052 | M7-0355 | SAFETY SHOWER / EYEWASH STATION, BRADLEY | Shwr-Eyewash | WWS | PM | FOS | OPERATING | 3 | 2024-05-06
OC313053 | M7-0355 | Eyewash, Sink Mounted, SPEAKMAN | Shwr-Eyewash | WWS | PM | FOS | OPERATING | 4 | 2023-04-27
OC313054 | M7-0355 | Eyewash, Sink Mounted, SPEAKMAN | Shwr-Eyewash | WWS | PM | FOS | OPERATING | 4 | 2023-04-26
OC313055 | M7-0355 | SAFETY SHOWER, SPEAKMAN | Shwr-Eyewash | WWS | PM | FOS | OPERATING | 3 | 2023-02-16
OC313056 | M7-0355 | EYEWASH UNIT, SINK MOUNTED, GUARDIAN G5022 | Shwr-Eyewash | WWS | PM | FOS | OPERATING | 3 | 2022-12-15
OC313057 | M7-0355 | EYEWASH UNIT, SINK MOUNTED, GUARDIAN G5022 | Shwr-Eyewash | WWS | PM | FOS | OPERATING | 3 | 2023-04-28
OC313058 | M7-0355 | EYEWASH UNIT, SINK MOUNTED, GUARDIAN G5022 | Shwr-Eyewash | WWS | PM | FOS | OPERATING | 3 | 2023-04-28
OC401002 | M7-0355 | PUMP CHW 2 AMER MARSH S/N C115709 | Pump | WWS | RTF | FOS | OPERATING | 4 | 2013-10-31
OC401004 | M7-0355 | PUMP, MAKE-UP #2 AMER MARSH S/N C115742 | Pump-Pad Mount-(CHW/CW)-GT10HP | HVC | PM/TS | NAB | ABANDONED | 3 | 2023-12-01
OC403001 | M7-0355 | PUMP, HW, RECIR, BELL & GOSSETT, PART#M80037-B39 | Pump | WWS | RTF | FOS | OPERATING | 4 | 2010-11-29
OC403002 | M7-0355 | PUMP DOM HW RECIRC S/N M80037 | Pump | WWS | RTF | FOS | OPERATING | 3 | 2010-08-11
OC501002A | M7-0355 | ROOF, O&C, BUR, 88560 SF | Roof-BUR | STR | PM | FOS | OPERATING | 3 | 2023-12-27
OC501002B | M7-0355 | ROOF, O&C, BUR, 36605 SF | Roof-BUR | STR | PM | FOS | OPERATING | 3 | 2024-01-03
OC501002C | M7-0355 | ROOF, O&C, BUR, 7200 SF | Roof-BUR | STR | PM | FOS | OPERATING | 3 | 2024-01-04
OC501002D | M7-0355 | ROOF, O&C, BUR, 54008 SF, AREA J | Roof-BUR | STR | PM | FOS | OPERATING | 3 | 2024-01-03
OC501002E | M7-0355 | ROOF, O&C, BUR, 23003 SF | Roof-BUR | STR | PM | FOS | OPERATING | 3 | 2023-12-26
OC501002F | M7-0355 | ROOF, O&C, BUR, 15795 SF | Roof-BUR | STR | N/A | XSD | DECOMMISSIONED | 4 | 2017-12-21
OC501002G | M7-0355 | ROOF, O&C, BUR, 38106 SF | Roof-BUR | STR | PM | FOS | OPERATING | 2 | 2023-12-27
OC501002H | M7-0355 | ROOF, O&C, BUR, 18648 SF | Roof-BUR | STR | PM | FOS | OPERATING | 3 | 2024-01-03
OC501002J | M7-0355 | ROOF, O&C, BUR, 2025 SF | Roof-BUR | STR | PM | FOS | OPERATING | 3 | 2023-12-27
OC501002K | M7-0355 | ROOF, O&C, BUR, 576 SF | Roof-BUR | STR | PM | FOS | OPERATING | 3 | 2023-12-26
OC501002L | M7-0355 | ROOF, O&C, BUR, 400 SF | Roof-BUR | STR | PM | FOS | OPERATING | 3 | 2023-01-09
OC501004 | M7-0355 | CANOPY AND MAIN ENTRANCE, M7-0355 | Structure | STR | PM | FOS | OPERATING | 4 | 2023-12-27
OC501006 | M7-0355 | DOOR, AUTOMATIC, DUAL SLIDING | Doors-Ped | MEC | N/A | XSD | DECOMMISSIONED | 4 | 2012-03-19
OC501007 | M7-0355 | DOOR, AUTOMATIC, DUAL SLIDING | Doors-Ped | MEC | PM | FOS | OPERATING | 1 | 2024-03-20
OC501008 | M7-0355 | DOOR, AUTOMATIC, DUAL SLIDING | Doors-Ped | MEC | PM | FOS | OPERATING | 1 | 2024-03-20
OC501009 | M7-0355 | DOOR, AUTOMATIC, DUAL SLIDING | Doors-Ped | MEC | PM | FOS | OPERATING | 2 | 2023-10-03
OC501010 | M7-0355 | DOOR, AUTOMATIC, DUAL SLIDING | Doors-Ped | MEC | PM | FOS | OPERATING | 3 | 2023-12-05
OC501011 | M7-0355 | HORIZONTAL LIFELINE, HIGH BAY (IOZ) | Fall Prot | STR | PM | FOS | OPERATING | 4 | 2023-06-12
OC501012 | M7-0355 | HORIZONTAL LIFELINE, HIGH BAY (IOZ) | Fall Prot | STR | PM | FOS | OPERATING | 4 | 2024-03-11
OC501013 | M7-0355 | Door, Automatic | Doors-Ped | MEC | PM | FOS | OPERATING | 4 | 2023-12-12
OC501014 | M7-0355 | Door, Automatic | Doors-Ped | MEC | PM | FOS | OPERATING | 4 | 2023-12-13
OC501015 | M7-0355 | Door, Automatic | Doors-Ped | MEC | PM | FOS | OPERATING | 4 | 2023-12-15
OC501016 | M7-0355 | Door, Automatic | Doors-Ped | MEC | PM | FOS | OPERATING | 4 | 2023-12-15
OC501017 | M7-0355 | Door, Automatic | Doors-Ped | MEC | PM | FOS | OPERATING | 5 | 2023-12-05
OC501018 | M7-0355 | Door, Automatic | Doors-Ped | MEC | PM | FOS | OPERATING | 5 | 2023-12-07
OC501019 | M7-0355 | Door, Automatic | Doors-Ped | MEC | PM | FOS | OPERATING | 5 | 2023-12-07
OC501020 | M7-0355 | Door, Automatic | Doors-Ped | MEC | PM | FOS | OPERATING | 5 | 2024-03-25
OC501101 | M7-0355 | SINGLE SPAN HORIZONTAL LIFELINE | Fall Prot | STR | PM | FOS | OPERATING | 4 | 2024-02-26
OC501102 | M7-0355 | SINGLE SPAN HORIZONTAL LIFELINE | Fall Prot | STR | PM | FOS | OPERATING | 4 | 2024-02-27
OC501103 | M7-0355 | SINGLE SPAN HORIZONTAL LIFELINE | Fall Prot | STR | PM | FOS | OPERATING | 4 | 2024-02-28
OC501104 | M7-0355 | SINGLE SPAN HORIZONTAL LIFELINE | Fall Prot | STR | PM | FOS | OPERATING | 4 | 2024-02-26
OC501105 | M7-0355 | SINGLE SPAN HORIZONTAL LIFELINE | Fall Prot | STR | PM | FOS | OPERATING | 4 | 2024-02-28
OC501106 | M7-0355 | SINGLE SPAN HORIZONTAL LIFELINE | Fall Prot | STR | PM | FOS | OPERATING | 4 | 2024-02-26
OC501107 | M7-0355 | SINGLE SPAN HORIZONTAL LIFELINE | Fall Prot | STR | PM | FOS | OPERATING | 4 | 2024-02-26
OC501108 | M7-0355 | SINGLE SPAN HORIZONTAL LIFELINE | Fall Prot | STR | PM | FOS | OPERATING | 4 | 2024-02-26
OC501109 | M7-0355 | SINGLE SPAN HORIZONTAL LIFELINE | Fall Prot | STR | PM | FOS | OPERATING | 4 | 2024-02-26
OC501110 | M7-0355 | SINGLE SPAN HORIZONTAL LIFELINE | Fall Prot | STR | PM | FOS | OPERATING | 4 | 2024-02-26
OC501111 | M7-0355 | SINGLE SPAN HORIZONTAL LIFELINE | Fall Prot | STR | PM | FOS | OPERATING | 4 | 2024-02-26
OC501112 | M7-0355 | SINGLE SPAN HORIZONTAL LIFELINE | Fall Prot | STR | PM | FOS | OPERATING | 4 | 2024-02-27
OC501113 | M7-0355 | SINGLE SPAN HORIZONTAL LIFELINE | Fall Prot | STR | PM | FOS | OPERATING | 4 | 2024-02-27
OC501114 | M7-0355 | SINGLE SPAN HORIZONTAL LIFELINE | Fall Prot | STR | PM | FOS | OPERATING | 4 | 2024-02-27
OC501115 | M7-0355 | SINGLE SPAN HORIZONTAL LIFELINE | Fall Prot | STR | PM | FOS | OPERATING | 4 | 2024-02-28
OC501116 | M7-0355 | SINGLE SPAN HORIZONTAL LIFELINE | Fall Prot | STR | PM | FOS | OPERATING | 4 | 2024-02-28
OC501201 | M7-0355 | MULTIPLE SPAN HORIZONTAL LIFELINE | Fall Prot | STR | PM | FOS | OPERATING | 4 | 2024-02-26
OC501202 | M7-0355 | MULTIPLE SPAN HORIZONTAL LIFELINE | Fall Prot | STR | PM | FOS | OPERATING | 4 | 2024-02-26
OC501203 | M7-0355 | MULTIPLE SPAN HORIZONTAL LIFELINE | Fall Prot | STR | PM | FOS | OPERATING | 4 | 2024-02-26
OC501204 | M7-0355 | MULTIPLE SPAN HORIZONTAL LIFELINE | Fall Prot | STR | PM | FOS | OPERATING | 4 | 2024-02-26
OC501205 | M7-0355 | MULTIPLE SPAN HORIZONTAL LIFELINE | Fall Prot | STR | PM | FOS | OPERATING | 4 | 2024-02-27
OC501206 | M7-0355 | MULTIPLE SPAN HORIZONTAL LIFELINE | Fall Prot | STR | PM | FOS | OPERATING | 4 | 2024-02-27
OC501500 | M7-0355 | IOZ Exterior Walls | Structure | STR | PM | FOS | OPERATING | 4 | 2024-04-30
OC504001 | M7-0355 | DOOR, ELECTRIC, LOBBY | Doors-Ped | MEC | PM | FOS | OPERATING | 1 | 2023-01-30
OC601001 | M7-0355 | ELEVATOR #1, EASTERN SN 299025, with 168 Gallon Tank | Elevator, Hydraulic | MEC | PM | FOS | OPERATING | 4 | 2024-04-01
OC601002 | M7-0355 | WHEEL/CHAIRLIFT, GARAVENTA GSL, 550 CAPACITY | Elevator, Lift-Personnel | MEC | PM | FOS | OPERATING | 4 | 2023-10-31
OC601003 | M7-0355 | WHEEL/CHAIRLIFT, NATIONAL WHEEL-O-VATOR, 750 LB CAPACITY | Elevator, Lift-Personnel | MEC | PM | FOS | OPERATING | 4 | 2023-09-11
OC601004 | M7-0355 | WHEEL/CHAIRLIFT, TRUS-T LIFT, 750 LB CAPACITY | Elevator, Lift-Personnel | MEC | PM | FOS | OPERATING | 4 | 2023-08-09
OC602001 | M7-0355 | ELEVATOR #2, DOVER SN E23758, with 134 Gallon Tank | Elevator, Hydraulic | MEC | PM | FOS | OPERATING | 4 | 2024-04-12
OC603001 | M7-0355 | ELEVATOR #3, DOVER SN E23757, 134 Gallon Tank | Elevator, Hydraulic | MEC | PM | FOS | OPERATING | 4 | 2024-04-12
OC604001 | M7-0355 | ELEVATOR #4, DOVER SN E23759, with 134 Gallon Tank | Elevator, Hydraulic | MEC | PM | FOS | OPERATING | 4 | 2024-04-12
OC605001 | M7-0355 | ELEVATOR #5, EASTERN SN 281913, with 227 Gallon Tank | Elevator, Hydraulic | MEC | PM | FOS | OPERATING | 4 | 2024-04-12
OC606001 | M7-0355 | ELEVATOR #6, EASTERN SN 292269, with 227 Gallon Tank | Elevator, Hydraulic | MEC | PM | FOS | OPERATING | 4 | 2024-04-12
OC607001 | M7-0355 | ELEVATOR #7, EASTERN SN 285892, with 483 Gallon Tank | Elevator, Hydraulic | MEC | PM | FOS | OPERATING | 4 | 2024-04-12
OC609001 | M7-0355 | ELEVATOR #9 PLATFORM LIFT, S/M G12700, 12963 (IOZ), with 168 Gallon Tank | Elevator, Hydraulic, Material Lift | MEC | PM | FOS | OPERATING | 4 | 2024-03-08
OC611001 | M7-0355 | ELEVATOR #11, S/N S/O-5896 (IOZ), with 168 Gallon Tank | Elevator, Hydraulic, Material Lift | MEC | PM | FOS | OPERATING | 4 | 2024-03-08
OC701006 | M7-0355 | HOOD RANGE EXHAUST, O&C | Kitchen-Hood | MEC | PM | FOS | OPERATING | 5 | 2024-04-18
OC702001 | M7-0355 | DISHWASHER, HOBART SN 290930 | Kitchen-Dishmachine | SPE | PM/AS | NSP | DECOMMISSIONED | 3 | 2012-06-22
OC708009 | M7-0355 | KITCHEN HOOD, O&C | Kitchen-Hood | MEC | PM/TS | NOS | DECOMMISSIONED | 4 | 2022-04-06
OC708010 | M7-0355 | HOOD RANGE, O&C | Kitchen-Hood | MEC | PM/TS | NOS | DECOMMISSIONED | 4 | 2022-02-07
OC708013 | M7-0355 | HOOD GRIDDLE, O&C | Kitchen-Hood | MEC | PM/TS | NOS | DECOMMISSIONED | 4 | 2022-03-22
OC708020 | M7-0355 | CONVEYOR DISH AND TRAY OLSEN 2ND SH | Kitchen-Conveyor | MEC | N/A | NIC | NOT_IN_CONTRACT | 4 | 2012-08-16
OC720001 | M7-0355 | LAB GLASSWARE WASHER | Kitchen-Dishmachine | MEC | RTF | FOS | OPERATING | 1 | 2014-08-14
OC801014 | M7-0355 | RECEIVER, COMPRESSED AIR, SPHERICAL | Air Receiver-Remote | HVC | PM | FOS | OPERATING | 3 | 2023-02-22
OC801017 | M7-0355 | AIR RECEIVER | Air Receiver-Remote | HVC | PM | FOS | OPERATING | 3 | 2024-03-21
OC802003 | M7-0355 | VACUUM PRODUCER | Vacuum Producer-High Use | HVC | PM | FOS | OPERATING | 3 | 2024-04-26
OC802004 | M7-0355 | VACUUM PRODUCER | Vacuum Producer | HVC | PM | FOS | OPERATING | 3 | 2024-01-06
OC803012 | M7-0355 | ROBOT CHAMBER THERMOTRON S/N 13049 | HVAC Misc | HVC | RTF | FOS | OPERATING | 4 | 2011-02-22
OC803013 | M7-0355 | THERMOTRON CHAMBER S/N 10827 | HVAC Misc | HVC | RTF | FOS | OPERATING | 3 | 2011-02-22
OC805003 | M7-0355 | RECEIVER AIR | Air Receiver-Remote | HVC | PM | FOS | OPERATING | 4 | 2023-12-13
OC904002 | M7-0355 | REFRIGERATOR TECUMSEH S/N 24428 | Refrigeration-Refrigerator | HVC | N/A | NIC | NOT_IN_CONTRACT | 3 | 2012-06-13
OC904003 | M7-0355 | REFRIGERATOR TRAULSEN | Refrigeration-Refrigerator | HVC | N/A | NIC | NOT_IN_CONTRACT | 4 | 2012-06-10
OC904006 | M7-0355 | REFRIGERATOR TRAULSEN | Refrigeration-Refrigerator | HVC | N/A | NIC | NOT_IN_CONTRACT | 4 | 2012-06-10
OC904009 | M7-0355 | REFRIGERATOR PASS THRU S/N 816 | Refrigeration-Refrigerator | HVC | N/A | NIC | NOT_IN_CONTRACT | 4 | 2012-03-22
OC905001 | M7-0355 | FREEZER, SHELLEYMATIC | Refrigeration-Refrigerator | HVC | N/A | NIC | NOT_IN_CONTRACT | 4 | 2012-06-10
OC911007 | M7-0355 | ICE MACHINE, FLAKE, MANITOWOC S/N 950561361 | Refrigeration-Ice Machine-Flake | HVC | N/A | XSD | DECOMMISSIONED | 2 | 2015-03-23
OC911007-R1 | M7-0355 | ICE MACHINE, Ice-O-Matic, S/N 15071320010729 | Refrigeration-Ice Machine-Flake | HVC | PM | FOS | OPERATING | 4 | 2024-04-15
OCA02001 | M7-0355 | PUMP CHW #1 AMER MARSH S/N C115702 | Pump-Pad Mount-(CHW/CW)-GT10HP | HVC | PM | FOS | OPERATING | 3 | 2024-04-18
OCA02002 | M7-0355 | PUMP CHW #2 AMER MARSH S/N C115703 | Pump-Pad Mount-(CHW/CW)-GT10HP | HVC | N/A | NAB | ABANDONED | 3 | 2018-10-15
OCA02003 | M7-0355 | PUMP CHW #3 AMER MARSH S/N C115704 | Pump-Pad Mount-(CHW/CW)-GT10HP | HVC | PM | FOS | OPERATING | 3 | 2021-11-04
OCA02004 | M7-0355 | PUMP CHW #4 AMER MARSH S/N C115705 | Pump-Pad Mount-(CHW/CW)-GT10HP | HVC | PM | FOS | OPERATING | 4 | 2024-04-18
OCA03010 | M7-0355 | COOLING TOWER CONCRETE CERAMIC FILL | Cooling Tower (Plant) | HVC | N/A | XSD | DECOMMISSIONED | 3 | 2014-02-26
OCA03011 | M7-0355B | OZONE PUMP, BERKELEY S/N G220792 | Pump-Pad Mount-(CHW/CW)-GT10HP | HVC | PM | FOS | OPERATING | 3 | 2024-03-15
OCA05006 | M7-0355 | AIR HANDLING UNIT SF-6, CHW TRANE CC S/N 341812 | AHU-CHW-GT30T | HVC | PM/AS | NAB | ABANDONED | 2 | 2016-08-15
OCA05009 | M7-0355 | AIR HANDLING UNIT SF-9, CHW TRANE CC S/N 341813 | AHU-CHW-GT30T | HVC | PM | FOS | OPERATING | 2 | 2024-03-03
OCA05010 | M7-0355 | AIR HANDLING UNIT SF-10, CHW TRANE CC S/N 341814 | AHU-CHW-GT30T | HVC | PM | FOS | OPERATING | 2 | 2019-07-18
OCA05011 | M7-0355 | AIR HANDLING UNIT SF-11, CHW TRANE CC S/N 341815 | AHU-CHW-GT30T | HVC | PM | FOS | OPERATING | 2 | 2015-10-30
OCA05012 | M7-0355 | AIR HANDLING UNIT SF-12 CLIMATE CHANGER, TRANE S/N 341816 | AHU-CHW-GT30T | HVC | PM | FOS | OPERATING | 3 | 2023-10-19
OCA05013 | M7-0355 | AIR HANDLING UNIT SF-13 CLIMATE CHANGER, TRANE S/N 342482 | AHU-CHW-GT30T | HVC | PM | FOS | OPERATING | 1 | 2017-03-20
OCA05014 | M7-0355 | AIR HANDLING UNIT SF-14 CLIMATE CHANGER,, TRANE S/N 342486 3RD | AHU-CHW-GT30T | HVC | PM | FOS | OPERATING | 2 | 2017-06-19
OCA05015 | M7-0355 | AIR HANDLING UNIT SF-15, CHW TRANE CC S/N 342483 | AHU-CHW-GT30T | HVC | PM | FOS | OPERATING | 2 | 2023-03-07
OCA05016 | M7-0355 | AIR HANDLING UNIT SF-16 CLIMATE CHANGER, TRANE S/N 342484 2ND | AHU-CHW-GT30T | HVC | N/A | XSD | DECOMMISSIONED | 1 | 2016-12-19
OCA05017 | M7-0355 | AIR HANDLING UNIT SF-17 CLIMATE CHANGER, TRANE S/N 342485 2ND | AHU-CHW-GT30T | HVC | PM | FOS | OPERATING | 1 | 2017-03-20
OCA05021 | M7-0355 | AIR HANDLING UNIT SF-21, CHW TRANE CC S/N 322445 | AHU-CHW-GT30T | HVC | N/A | XSD | DECOMMISSIONED | 2 | 2017-12-18
OCA05023 | M7-0355 | AIR HANDLING UNIT SF-23, CHW TRANE CC S/N 342489 | AHU-CHW-GT30T | HVC | PM | FOS | OPERATING | 2 | 2023-03-07
OCA05024 | M7-0355 | AIR HANDLING UNIT SF-24 CLIMATE CHANGER, TRANE S/N 342490 3RD | AHU-CHW-GT30T | HVC | PM | FOS | OPERATING | 2 | 2016-05-16
OCA05025 | M7-0355 | AIR HANDLING UNIT SF-25 CLIMATE CHANGER, TRANE S/N 342488 3RD | AHU-CHW-GT30T | HVC | PM | FOS | OPERATING | 2 | 2018-02-19
OCA05026 | M7-0355 | AIR HANDLING UNIT SF-26 CLIMATE CHANGER, TRANE S/N 342487 | AHU-CHW-GT30T | HVC | PM | FOS | OPERATING | 1 | 2017-03-20
OCA07005 | M7-0355 | FAN EXH, DIRECT DRIVE, TRANE, S/N 345010 EF 18 | Fan-Exhaust-LT100HP | MEC | RTF | FOS | OPERATING | 3 | 2010-09-03
OCA07006 | M7-0355 | FAN EXH, BELT DRIVEN, S/N 345001, EF 19 | Fan-Exhaust-LT100HP | HVC | RTF | FOS | OPERATING | 3 | 2011-05-23
OCA07007 | M7-0355 | FAN EXH EF20 TRANE S/N 345014 | Fan-Exhaust-LT100HP | HVC | RTF | FOS | OPERATING | 4 | 2011-04-27
OCA07008 | M7-0355 | FAN EXH EF21 TRANE S/N 345015 | Fan-Exhaust-LT100HP | HVC | RTF | FOS | OPERATING | 4 | 2011-04-27
OCA07009 | M7-0355 | FAN EXH, DIRECT DRIVE, TRANE, S/N 345016 EF 25 | Fan-Exhaust-LT100HP | MEC | RTF | FOS | OPERATING | 3 | 2010-09-07
OCA07010 | M7-0355 | FAN EXH, BELT DRIVEN, TRANE, S/N 345017 EF 26 | Fan-Exhaust-LT100HP | MEC | RTF | FOS | OPERATING | 4 | 2011-05-24
OCA08001 | M7-0355 | PUMP HW #1 AMER MARSH S/N C115723 | Pump-Pad Mount-(HTHW/HW)-GT10HP | HVC | N/A | XSD | DECOMMISSIONED | 1 | 2018-01-18
OCA08001-R1 | M7-0355 | PUMP HW #1 Weinman, S/N T1854571 | Pump-Pad Mount-(HTHW/HW)-GT10HP | HVC | PM | FOS | OPERATING | 4 | 2023-11-28
OCA08002 | M7-0355 | PUMP HW #2 AMER MARSH S/N C115722 | Pump-Pad Mount-(HTHW/HW)-GT10HP | HVC | N/A | XSD | DECOMMISSIONED | 4 | 2018-05-29
OCA08002-R1 | M7-0355 | PUMP HW #2 Weinman Pump, S/N T1778234 | Pump-Pad Mount-(HTHW/HW)-GT10HP | HVC | PM | FOS | OPERATING | 4 | 2024-05-03
OCA08003 | M7-0355 | PUMP REHEAT 1 AMER MARSH S/N C115707 | Pump-Pad Mount-(HTHW/HW)-GT10HP | HVC | N/A | XSD | DECOMMISSIONED | 4 | 2018-05-29
OCA08003-R1 | M7-0355 | PUMP REHEAT 1 Weinman Pump, S/M T624009 | Pump-Pad Mount-(HTHW/HW)-GT10HP | HVC | PM | FOS | OPERATING | 4 | 2023-11-29
OCA08004 | M7-0355 | PUMP REHEAT 2 AMER MARSH S/N C115706 | Pump-Pad Mount-(HTHW/HW)-GT10HP | HVC | N/A | XSD | DECOMMISSIONED | 4 | 2018-05-29
OCA08004-R1 | M7-0355 | PUMP REHEAT 2 AMER MARSH S/N C132923 | Pump-Pad Mount-(HTHW/HW)-GT10HP | HVC | PM | FOS | OPERATING | 4 | 2023-11-29
OCA10002 | M7-0355 | AHU #1 (IOZ) | AHU-CHW-GT30T | HVC | PM | FOS | OPERATING | 4 | 2024-04-02
OCA10003 | M7-0355 | AHU #2 (IOZ) | AHU-CHW-GT30T | HVC | PM | FOS | OPERATING | 4 | 2024-04-05
OCA10004 | M7-0355 | AHU #3 (IOZ) | AHU-CHW-GT30T | HVC | PM | FOS | OPERATING | 4 | 2024-04-04
OCA10005 | M7-0355 | AHU #4 (IOZ) | AHU-CHW-GT30T | HVC | PM | FOS | OPERATING | 4 | 2024-04-08
OCA10006 | M7-0355 | AHU #5 (IOZ) | AHU-CHW-GT30T | HVC | PM | FOS | OPERATING | 3 | 2024-04-10
OCA10007 | M7-0355 | HUMIDIFIER H1-1 (IOZ) | Humidifier | HVC | PM | FOS | OPERATING | 3 | 2023-10-30
OCA10008 | M7-0355 | HUMIDIFIER H1-2 (IOZ) | Humidifier | HVC | PM | FOS | OPERATING | 3 | 2023-10-30
OCA10009 | M7-0355 | HUMIDIFIER H2-1 (IOZ) | Humidifier | HVC | PM | FOS | OPERATING | 4 | 2023-10-27
OCA10010 | M7-0355 | HUMIDIFIER H2-2 (IOZ) | Humidifier | HVC | PM | FOS | OPERATING | 4 | 2023-10-27
OCA11001 | M7-0355 | CRU-1 (LIEBERT UNIT) (IOZ) | AHU-CHW-Computer-5T_30T | HVC | PM | FOS | OPERATING | 4 | 2024-04-30
OCA11002 | M7-0355 | CRU-2 (LIEBERT UNIT) (IOZ) | AHU-CHW-Computer-5T_30T | HVC | PM | FOS | OPERATING | 4 | 2024-04-30
OCA31003 | M7-0355 | FAN EXH EF101 CARRIER S/N L5166551 | Fan-Exhaust-LT100HP | HVC | RTF | FOS | OPERATING | 4 | 2011-04-13
OCA34003 | M7-0355 | FAN EXH EF103 CARRIER S/N L5166553 | Fan-Exhaust-LT100HP | HVC | RTF | FOS | OPERATING | 4 | 2011-05-19
OCA36003 | M7-0355 | FAN EXH EF106 CARRIER S/N L5166556 | Fan-Exhaust-LT100HP | HVC | RTF | FOS | OPERATING | 5 | 2011-05-24
OCA38003 | M7-0355 | FAN EXH EF109 CARRIER S/N L5166559 | Fan-Exhaust-LT100HP | HVC | RTF | FOS | OPERATING | 5 | 2011-05-24
OCA41005 | M7-0355 | PUMP CHW #5 WEINMAN S/N 152823 | Pump-Pad Mount-(CHW/CW)-GT10HP | HVC | PM | FOS | OPERATING | 4 | 2024-04-18
OCA44001 | M7-0355 | AIR HANDLING UNIT 20, CHW BOHN S/N 314241 | AHU-CHW-GT30T | HVC | PM | FOS | OPERATING | 3 | 2024-01-31
OCA45010 | M7-0355 | PUMP HW WEINMAN S/N 1528282, HWP 101 | Pump-Pad Mount-(CHW/CW)-GT10HP | HVC | PM | FOS | OPERATING | 4 | 2023-12-04
OCA47001 | M7-0355 | AIR HANDLING UNIT SF-111 | AHU-CHW-GT30T | HVC | PM | FOS | OPERATING | 2 | 2019-12-19
OCA47002 | M7-0355 | AIR HANDLING UNIT SF-110 | AHU-CHW-GT30T | HVC | PM | FOS | OPERATING | 2 | 2023-03-07
OCA48001 | M7-0355 | AHU #14 | AHU-DX-GT30T | HVC | N/A | NAB | ABANDONED | 3 | 2012-12-03
OCA52001 | M7-0355 | AHU 3E, CHW MCQUAY S/N FB0U061200668 | AHU-CHW-GT30T | HVC | PM | FOS | OPERATING | 3 | 2023-10-18
OCA52002 | M7-0355 | AHU 3D, CHW MCQUAY S/N FB0U061200651 | AHU-CHW-GT30T | HVC | PM | FOS | OPERATING | 3 | 2024-02-19
OCA55001 | M7-0355 | AHU 9 | AHU-DX-5T_30T | HVC | PM/AS | NAB | ABANDONED | 3 | 2019-01-22
OCA55002 | M7-0355 | AHU #17 | AHU-DX-5T_30T | HVC | PM/TS | NOS | DECOMMISSIONED | 4 | 2016-06-20
OCA60001 | M7-0355 | EXHAUST FAN EF111 CARRIER S/N 65162066 | Fan-Exhaust-LT100HP | HVC | RTF | FOS | OPERATING | 3 | 2011-05-31
OCA61001 | M7-0355 | AIR HANDLING UNIT SF-112 | AHU-CHW-GT30T | HVC | PM | FOS | OPERATING | 3 | 2024-02-05
OCA61002 | M7-0355 | AIR HANDLING UNIT SF-113, CHW | AHU-CHW-GT30T | HVC | PM | FOS | OPERATING | 3 | 2023-10-09
OCA62001 | M7-0355 | AIR HANDLING UNIT SF-115 | AHU-CHW-GT30T | HVC | N/A | XSD | DECOMMISSIONED | 2 | 2017-12-18
OCA62002 | M7-0355 | AIR HANDLING UNIT SF-114 | AHU-CHW-GT30T | HVC | N/A | XSD | DECOMMISSIONED | 2 | 2017-12-18
OCA63001 | M7-0355 | FAN EXH EF113 CARRIER S/N 65162054 | Fan-Exhaust-LT100HP | HVC | RTF | FOS | OPERATING | 4 | 2011-07-07
OCA63002 | M7-0355 | AIR HANDLING UNIT SF-117, CHW | AHU-CHW-GT30T | HVC | PM | FOS | OPERATING | 4 | 2024-02-12
OCA64001 | M7-0355 | AIR HANDLING UNIT SF-116, CHW | AHU-CHW-GT30T | HVC | PM | FOS | OPERATING | 3 | 2024-02-22
OCA64003 | M7-0355 | AHU (P) | AHU-DX-5T_30T | HVC | PM | FOS | OPERATING | 4 | 2024-02-14
OCA64004 | M7-0355 | AHU (P) | AHU-DX-5T_30T | HVC | PM | FOS | OPERATING | 4 | 2024-02-14
OCA64005 | M7-0355 | PUMP CHILLED WATER CENTRIFUGAL | Pump-Pad Mount-(CHW/CW)-GT10HP | HVC | PM/TS | NOS | DECOMMISSIONED | 2 | 2017-06-19
OCA71002 | M7-0355 | AIR HANDLING UNIT VU18, CHW | AHU-CHW-GT30T | HVC | PM | FOS | OPERATING | 3 | 2024-03-25
OCA80002-R1 | M7-0355 | AHU DX Package | AHU-DX-Package-5T_30T | HVC | PM | FOS | OPERATING | 4 | 2024-03-28
OCA80004 | M7-0355 | AHU PACKAGE UNIT | AHU-DX-Package-LT5T | HVC | PM | FOS | OPERATING | 2 | 2019-12-19
OCA82002 | M7-0355 | A/C LIEBERT | AHU-CHW-Computer-5T_30T | HVC | PM | FOS | OPERATING | 2 | 2019-02-14
OCA82003 | M7-0355 | A/C LIEBERT | AHU-CHW-Computer-5T_30T | HVC | PM | FOS | OPERATING | 3 | 2024-03-18
OCA82005 | M7-0355 | A/C TRANE | AHU-DX-5T_30T | HVC | PM | FOS | OPERATING | 3 | 2023-10-11
OCA82006 | M7-0355 | A/C TRANE | AHU-CHW-Computer-5T_30T | HVC | PM | FOS | OPERATING | 4 | 2024-02-14
OCAHWBH001 | M7-0355 | HOT WATER BOILER, #581 | Boilers-Modular/Pulse | HVC | PM | FOS | OPERATING | 4 | 2024-05-03
OCAHWBH002 | M7-0355 | HOT WATER BOILER, #572 | Boilers-Modular/Pulse | HVC | PM | FOS | OPERATING | 4 | 2024-05-03
OCAHWBH003 | M7-0355 | HOT WATER BOILER, #584 | Boilers-Modular/Pulse | HVC | PM | FOS | OPERATING | 4 | 2024-05-08
OCAHWBH004 | M7-0355 | HOT WATER BOILER, #468 | Boilers-Modular/Pulse | HVC | PM | FOS | OPERATING | 4 | 2024-05-07
OCAHWBH005 | M7-0355 | HOT WATER BOILER, #542 | Boilers-Modular/Pulse | HVC | PM | FOS | OPERATING | 4 | 2024-05-01
OCAHWBH006 | M7-0355 | HOT WATER BOILER, #544 | Boilers-Modular/Pulse | HVC | PM | FOS | OPERATING | 4 | 2024-04-30
OCAHWPP005 | M7-0355 | PUMP REHEAT B&G S/N C051778-01, RHWP 102 | Pump-Pad Mount-(CHW/CW)-GT10HP | HVC | PM | FOS | OPERATING | 4 | 2023-11-28
OCAHWPP006 | M7-0355 | PUMP REHEAT B&G S/N C051778-02, RHWP 101 | Pump-Pad Mount-(CHW/CW)-GT10HP | HVC | PM | FOS | OPERATING | 4 | 2023-12-04
OCAHWPP009 | M7-0355 | PUMP HW B&G S/N C051777-01, HWP 102 | Pump-Pad Mount-(CHW/CW)-GT10HP | HVC | PM | FOS | OPERATING | 4 | 2023-11-28
OCAIAAH001 | M7-0355 | AIR HANDLING UNIT (MAKE UP), MUA-1 CHW | AHU-CHW-M/U | HVC | N/A | XSD | DECOMMISSIONED | 1 | 2016-10-24
OCAIAAH001-R1 | M7-0355 | AIR HANDLING UNIT (MAKE UP), MUA-1 CHW | AHU-CHW-M/U | HVC | PM | FOS | OPERATING | 3 | 2024-04-29
OCAIAAH002 | M7-0355 | AHU 2A, CHW, S/N FBOU100301297 | AHU-CHW-GT30T | HVC | PM | FOS | OPERATING | 4 | 2024-02-06
OCAIAAH003 | M7-0355 | AHU 2B, CHW, S/N FBOU100301390 | AHU-CHW-GT30T | HVC | PM | FOS | OPERATING | 3 | 2023-10-30
OCAIAAH004 | M7-0355 | AHU 2C, CHW, S/N FBOU100301352 | AHU-CHW-GT30T | HVC | PM | FOS | OPERATING | 3 | 2024-02-18
OCAIAAH005 | M7-0355 | AHU 2D, CHW, S/N FBOU090100211 | AHU-CHW-GT30T | HVC | PM | FOS | OPERATING | 4 | 2023-10-27
OCAIAAH006 | M7-0355 | AHU 2E, CHW, S/N FBOU090100210 | AHU-CHW-GT30T | HVC | PM | FOS | OPERATING | 3 | 2024-02-29
OCAIAAH007 | M7-0355 | AHU 3A, CHW, S/N FBOU071201074 | AHU-CHW-GT30T | HVC | PM | FOS | OPERATING | 3 | 2024-04-16
OCAIAAH008 | M7-0355 | AHU 3B, CHW, S/N FBOU071201074 | AHU-CHW-GT30T | HVC | PM | FOS | OPERATING | 3 | 2024-04-17
OCAIAAH009 | M7-0355 | AHU 3C, CHW, S/N FBOU071201072 | AHU-CHW-GT30T | HVC | PM | FOS | OPERATING | 3 | 2024-04-24
OCAIAAH010 | M7-0355 | AHU 1A, S/N CBYMXT0069 | AHU-CHW-GT30T | HVC | PM | FOS | OPERATING | 3 | 2024-04-18
OCAIAAH011 | M7-0355 | AHU 1B, S/N CBYMXT0103 | AHU-CHW-GT30T | HVC | PM | FOS | OPERATING | 3 | 2024-04-15
OCAIAAH012 | M7-0355 | AHU 1C, S/N CBYMXT0086 | AHU-CHW-GT30T | HVC | PM | FOS | OPERATING | 3 | 2024-04-17
OCAIAAH013 | M7-0355 | AHU 1D, S/N CGXMXT0029 | AHU-CHW-GT30T | HVC | PM | FOS | OPERATING | 3 | 2024-04-19
OCAIAAH014 | M7-0355 | AHU 1E, S/N CGXMXT0010 | AHU-CHW-GT30T | HVC | PM | FOS | OPERATING | 3 | 2023-12-30
OCAIAAH015 | M7-0355 | AHU 2F, S/N CBYMXT0116 | AHU-CHW-GT30T | HVC | PM | FOS | OPERATING | 4 | 2024-02-14
OCAIAAH016 | M7-0355 | AHU 2G, S/N CBYMXT0117 | AHU-CHW-GT30T | HVC | PM | FOS | OPERATING | 4 | 2024-02-14
OCAIAAH018 | M7-0355 | AIR HANDLING UNIT SF-18, S/N CGYMXT0286 | AHU-CHW-GT30T | HVC | PM | FOS | OPERATING | 4 | 2023-12-27
OCAIAAH019 | M7-0355 | AIR HANDLING UNIT SF-19, S/N CHYMXT0005 | AHU-CHW-GT30T | HVC | PM | FOS | OPERATING | 3 | 2023-12-30
OCAIAAH020 | M7-0355 | AIR HANDLING UNIT SF-20, S/N CHYMXT0290 | AHU-CHW-GT30T | HVC | PM | FOS | OPERATING | 3 | 2023-12-24
OCAIAAH021 | M7-0355 | SF21, Trane, S/N K19B12470 | AHU-CHW-GT30T | HVC | PM | FOS | OPERATING | 4 | 2024-04-26
OCAIAAH026 | M7-0355 | AHU SF-16, Trane, S/N M16D00117 | AHU-CHW-GT30T | HVC | PM | FOS | OPERATING | 3 | 2024-04-10
OCAIAAH114 | M7-0355 | SF114, Trane, S/N K19B12449 | AHU-CHW-GT30T | HVC | PM | FOS | OPERATING | 4 | 2024-01-19
OCAIAAH115 | M7-0355 | SF 115, Trane, S/N K19B12459 | AHU-CHW-M/U | HVC | PM | FOS | OPERATING | 4 | 2024-03-26
OCAIVFN010 | M7-0355 | Exhaust Fan-1, SN 98A07680 | Fan-Exhaust-LT100HP-LS | HVC | PM | FOS | OPERATING | 2 | 2023-10-07
OCAIVFN011 | M7-0355 | Exhaust Fan-6, SN 99A07683 | Fan-Exhaust-LT100HP-LS | HVC | PM | FOS | OPERATING | 3 | 2024-05-02
OCAIVFN012 | M7-0355 | Exhaust Fan-3, SN 99A07677 | Fan-Exhaust-LT100HP-LS | HVC | PM | FOS | OPERATING | 3 | 2023-12-27
OCAIVFN013 | M7-0355 | Exhaust Fan-2, SN 99A07676 | Fan-Exhaust-LT100HP-LS | HVC | PM | FOS | OPERATING | 3 | 2023-12-27
OCAIVFN014 | M7-0355 | Exhaust Fan-4, SN 99A07678 | Fan-Exhaust-LT100HP-LS | HVC | PM | FOS | OPERATING | 3 | 2023-12-27
OCAIVFN015 | M7-0355 | Exhaust Fan-5, SN 99A07679 | Fan-Exhaust-LT100HP-LS | HVC | PM | FOS | OPERATING | 3 | 2023-12-27
OCAIVFN016 | M7-0355 | Exhaust Fan 16,Tag PR229676 | Fan-Exhaust-LT100HP-LS | HVC | PM | FOS | OPERATING | 3 | 2024-03-20
OCAIVFN017 | M7-0355 | Exhaust Fan 17, Tag HFS-1315-T-1 | Fan-Exhaust-LT100HP-LS | HVC | PM | FOS | OPERATING | 3 | 2024-03-20
OCAIVFN018 | M7-0355 | Exhaust Fan 18,Tag HFS-1315-T1 | Fan-Exhaust-LT100HP-LS | HVC | PM | FOS | OPERATING | 3 | 2024-03-25
OCAIVFN019 | M7-0355 | Exhaust Fan 19, Tag KC00003090 | Fan-Exhaust-LT100HP-LS | HVC | PM | FOS | OPERATING | 3 | 2024-03-22
OCAIVFN020 | M7-0355 | Exhaust Fan 20, S/N A13-000000109653 | Fan-Exhaust-LT100HP-LS | HVC | PM | FOS | OPERATING | 3 | 2024-03-21
OCAIVFN021 | M7-0355 | Exhaust Fan 21, S/N A14-000000109654 | Fan-Exhaust-LT100HP-LS | HVC | PM | FOS | OPERATING | 3 | 2024-03-19
OCAIVFN022 | M7-0355 | Exhaust Fan 22, S/N 00902046 | Fan-Exhaust-LT100HP-LS | HVC | PM | FOS | OPERATING | 3 | 2024-03-21
OCAIVFN023 | M7-0355 | Exhaust Fan 23, S/N 00902303 | Fan-Exhaust-LT100HP-LS | HVC | PM | FOS | OPERATING | 3 | 2024-03-22
OCAIVFN024 | M7-0355 | Exhaust Fan 24, S/N 113818-01 | Fan-Exhaust-LT100HP-LS | HVC | N/A | XSD | DECOMMISSIONED | 4 | 2021-07-16
OCAIVFN024-R1 | M7-0355 | Exhaust Fan 24, S/N SON0004979-1-1 | Fan-Exhaust-LT100HP-LS | HVC | PM | FOS | OPERATING | 3 | 2024-03-22
OCAIVFN025 | M7-0355 | Exhaust Fan 25, S/N 931683-E2200 | Fan-Exhaust-LT100HP-LS | HVC | PM | FOS | OPERATING | 3 | 2024-03-21
OCAIVFN026 | M7-0355 | Exhaust Fan 26, S/N 475893569 | Fan-Exhaust-LT100HP-LS | HVC | PM | FOS | OPERATING | 1 | 2024-03-25
OCAIVFN027 | M7-0355 | Exhaust Fan 27, S/N 133027-001-1 | Fan-Exhaust-LT100HP-LS | HVC | N/A | XSD | DECOMMISSIONED | 4 | 2021-07-16
OCAIVFN027-R1 | M7-0355 | Exhaust Fan 27, S/N SON004980-1-1 | Fan-Exhaust-LT100HP-LS | HVC | PM | FOS | OPERATING | 3 | 2024-03-18
OCAIVVE001 | M7-0355 | EXHAUST FAN, GREENHECK, S/N 10706130701 | Fan-Hood | HVC | RTF | FOS | OPERATING | 4 | 2011-05-24
OCAPTPV234 | M7-0355 | PUMP VACUUM TRIVAC | Vacuum Pump | HVC | PM | FOS | OPERATING | 4 | 2024-02-20
OCAPTPV235 | M7-0355 | PUMP VACUUM Edwards | Vacuum Pump | HVC | PM | FOS | OPERATING | 1 | 2024-02-20
OCAPV154 | M7-0355 | VACUUM PUMP, EDWARDS S/N 10355 | Vacuum Pump | HVC | PM | FOS | OPERATING | 3 | 2023-10-02
OCAPV167 | M7-0355 | VACUUM PUMP, STOKES S/N 246-806 | Vacuum Pump | HVC | PM | FOS | OPERATING | 3 | 2023-10-03
OCAPV201 | M7-0355 | VACUUM PUMP, EDWARDS S/N 37837023 | Vacuum Pump | HVC | N/A | XSD | DECOMMISSIONED | 4 | 2014-10-08
OCAPV202 | M7-0355 | PUMP VACUUM ALCATEL | Vacuum Pump | HVC | PM/AS | FOS | OPERATING | 4 | 2016-08-25
OCAPV203 | M7-0355 | PUMP VACUUM ALCATEL | Vacuum Pump | HVC | PM/TS | NOS | MISSING | 3 | 2018-09-05
OCAPV221 | M7-0355 | PUMP VACUUM, EDWARDS E2M5 | Vacuum Pump | HVC | PM/AS | FOS | OPERATING | 4 | 2017-08-30
OCAPV225 | M7-0355 | PUMP VACUUM, EDWARDS MODEL RV-3-F | Vacuum Pump | HVC | N/A | XSD | DECOMMISSIONED | 3 | 2014-11-20
OCARWIM001 | M7-0355 | ICE MACHINE, FLAKE, MANITOWOC, S/N 110596900 | Refrigeration-Ice Machine-Flake | HVC | N/A | XSD | DECOMMISSIONED | 3 | 2018-02-02
OCARWIM001-R1 | M7-0355 | ICE Machine , S/N C1267M | Refrigeration-Ice Machine-Flake | HVC | PM | FOS | OPERATING | 4 | 2024-05-02
OCARWRF003 | M7-0355 | FREEZER, BIO HAZARD, +2 TO +8 C | Refrigeration-Refrigerator | HVC | PM | FOS | OPERATING | 4 | 2024-02-05
OCARWRF004 | M7-0355 | REFRIGERATOR, DELFIELD S/N 1004150000519 | Refrigeration-Refrigerator | HVC | N/A | NIC | NOT_IN_CONTRACT | 3 | 2011-10-25
OCAUCPV001 | M7-0355 | VACUUM PUMP, ALCATEL, S/N: AM6-45111 | Vacuum Pump | HVC | PM/AS | FOS | OPERATING | 4 | 2016-11-07
OCAUCPV002 | M7-0355 | VACUUM PUMP, ALCATEL, S/N: AM6-42780 | Vacuum Pump | HVC | PM/AS | FOS | OPERATING | 4 | 2016-11-07
OCAUCPV003 | M7-0355 | PUMP VACUUM, EDWARDS, S/N 066136873 | Vacuum Pump | HVC | PM/TS | NOS | MISSING | 4 | 2016-07-06
OCAUCPV004 | M7-0355 | PUMP VACUUM, EDWARDS, S/N 066261852 | Vacuum Pump | HVC | PM | FOS | OPERATING | 3 | 2023-06-05
OCAUCPV005 | M7-0355 | PUMP VACUUM, VARIAN, S/N 219507 | Vacuum Pump | HVC | N/A | XSD | DECOMMISSIONED | 4 | 2017-08-30
OCAUCPV006 | M7-0355 | PUMP VACUUM, ALCATEL, S/N AM623363 | Vacuum Pump | HVC | N/A | XSD | DECOMMISSIONED | 4 | 2016-11-07
OCAXAPV001 | M7-0355 | Vacuum Pump, KNF Keuberger; S/N 1/985172 | Vacuum Pump | HVC | PM/TS | NOS | MISSING | 4 | 2018-05-11
OCDT001 | M7-0355 | DRAIN TREATMENT PUMP | Pump-Drain | WWS | PM | FOS | OPERATING | 3 | 2024-04-26
OCE03001 | M7-0355 | SS B 1500KVA 13.2 2400V S#E689245A GE |  | EHV | N/A | XSD | DECOMMISSIONED | 2 | 2011-03-11
OCE04001 | M7-0355 | SS C 1500KVA 13.2/2400V S#688749 GE |  | EHV | N/A | XSD | DECOMMISSIONED | 2 | 2011-03-11
OCE05001 | M7-0355 | SS D 500KVA 13.2/480V S#E689240B GE | Transformers-Oil-MV | EHV | N/A | XSD | DECOMMISSIONED | 3 | 2015-11-09
OCE05002 | M7-0355 | SS-D,Â Substation Secondary, O&C | Substation-LV-Hybrid | ELV | PM/TS | NOS | DECOMMISSIONED | 3 | 2015-07-18
OCE06001 | M7-0355 | SS E 1000KVA 13.2/480V S#E694831 GE | Transformers-Oil-MV | EHV | N/A | XSD | DECOMMISSIONED | 4 | 2015-11-02
OCE06002 | M7-0355 | SS-E,Â Substation Secondary, O&C | Substation-LV-Hybrid | ELV | RTF | FOS | OPERATING | 3 | 2015-06-20
OCE07002 | M7-0355 | SS-F,Â Substation Secondary, O&C | Substation-LV-Hybrid | ELV | RTF | FOS | OPERATING | 3 | 2015-06-20
OCE09018 | M6-0996 | LBS 64 15KV 600A S#622-00-0038 G&W | Load Break Switch | EHV | PT | FOS | OPERATING | 4 | 2024-03-15
OCE09019 | M6-0996 | LBS 66 15KV 600A S#622-92-0077 G&W | Load Break Switch | EHV | PT | FOS | OPERATING | 2 | 2020-08-10
OCE11016 | M7-0355 | MOTOR CONTROL CENTER H1 | MCC | ELV | PM | FOS | OPERATING | 4 | 2023-08-18
OCE12027 | M7-0355 | ATS-AD2 100A TO PNL T8E | ATS-Special | ELV | PM | FOS | OPERATING | 4 | 2023-05-04
OCE12028 | M7-0355 | ATS-AD3 100A TO PNL T9E | ATS-Special | ELV | PM | FOS | OPERATING | 4 | 2024-03-14
OCE12029 | M7-0355 | ATS-AD4 100A TO PNL P7E P7E-1 | ATS-Special | ELV | PM | FOS | OPERATING | 4 | 2024-04-11
OCE12030 | M7-0355 | ATS-AD5 100A TO PNL P8E P8E-1 | ATS-Special | ELV | PM | FOS | OPERATING | 4 | 2023-05-04
OCE12031 | M7-0355 | ATS-AD6 100A TO PNL P9E | ATS-Special | ELV | PM | FOS | OPERATING | 4 | 2024-03-14
OCE12032 | M7-0355 | ATS-G7 TO PNL X1E | ATS-Special | ELV | PM | FOS | OPERATING | 4 | 2024-01-11
OCE12033 | M7-0355 | ATS-A5 100A TO PNL V1E | ATS-Special | ELV | PM | FOS | OPERATING | 4 | 2024-02-15
OCE12034 | M7-0355 | ATS-A6 100A TO PNL V2E | ATS-Special | ELV | PM | FOS | OPERATING | 4 | 2023-08-10
OCE12035 | M7-0355 | ATS-AD1 100A TO PNL T7E T7E-1 | ATS-Special | ELV | PM | FOS | OPERATING | 4 | 2024-04-11
OCE13002 | M7-0355 | SS-M,Â Substation Secondary, O&C | Substation-LV-Hybrid | ELV | PM | FOS | OPERATING | 2 | 2024-01-26
OCE14002 | M7-0355 | SS-KÂ Substation Secondary, O&C | Substation-LV-Hybrid | ELV | PM | FOS | OPERATING | 2 | 2024-01-26
OCE15002 | M7-0355 | SS-L,Â Substation Secondary, O&C | Substation-LV-Hybrid | ELV | PM | FOS | OPERATING | 2 | 2024-01-26
OCE16002 | M7-0355 | SS-N,Â Substation Secondary, O&C | Substation-LV-Hybrid | ELV | PM | FOS | OPERATING | 2 | 2024-01-26
OCE17002 | M7-0355 | SS-P,Â Substation Secondary, O&C, | Substation-LV-Hybrid | ELV | PM | FOS | OPERATING | 2 | 2024-01-26
OCE18002 | M7-0355 | SS-Q,Â Substation Secondary, O&C | Substation-LV-Hybrid | ELV | PM | FOS | OPERATING | 2 | 2024-01-26
OCE19002 | M7-0355 | SS-T,Â Substation Secondary, O&C | Substation-LV-Hybrid | ELV | PM | FOS | OPERATING | 2 | 2024-01-26
OCE20002 | M7-0355 | SS-S,Â Substation Secondary, O&C | Substation-LV-Hybrid | ELV | PM | FOS | OPERATING | 2 | 2024-01-26
OCE21002 | M7-0355 | SS-R,Â Substation Secondary, O&C | Substation-LV-Hybrid | ELV | PM | FOS | OPERATING | 2 | 2024-01-26
OCE22002 | M7-0355 | SS-V,Â Substation Secondary, O&C | Substation-LV-Hybrid | ELV | PM | FOS | OPERATING | 2 | 2024-01-26
OCE23002 | M7-0355 | SS-AA,Â Substation Secondary, O&C | Substation-LV-Hybrid | ELV | PM | FOS | OPERATING | 2 | 2024-01-26
OCE23017 | M7-0355 | ATS-125 TO UPS-120 Room 4240 | ATS | ELV | PM | FOS | OPERATING | 4 | 2022-10-12
OCE27002 | M7-0355 | SS-CRA,Â Substation Secondary, O&C | Substation-LV-Hybrid | ELV | PM | FOS | OPERATING | 2 | 2024-01-26
OCE28002 | M7-0355 | SS-CRB,Â Substation Secondary, O&C | Substation-LV-Hybrid | ELV | PM | FOS | OPERATING | 2 | 2024-01-26
OCE29002 | M7-0355 | SS-CRC,Â Substation Secondary, O&C | Substation-LV-Hybrid | ELV | PM | FOS | OPERATING | 2 | 2024-01-26
OCE29025 | M7-0355 | ATS-AA7, Automatic Transfer Switch | ATS | ELV | PM | FOS | OPERATING | 4 | 2023-09-01
OCE30002 | M7-0355 | SS-CRD,Â Substation Secondary, O&C | Substation-LV-Hybrid | ELV | PM | FOS | OPERATING | 2 | 2024-01-26
OCE30028 | M7-0355 | ATS-AA8, Automatic Transfer Switch O&C | ATS | ELV | PM | FOS | OPERATING | 4 | 2023-02-10
OCE30029 | M7-0355 | ATS-WEP11, O&C | ATS | ELV | PM | FOS | OPERATING | 4 | 2024-01-23
OCE31022 | M7-0355 | ATS-AE1 TO PNL WHLPEM-4 | ATS-Special | ELV | PM | FOS | OPERATING | 4 | 2023-10-12
OCE31023 | M7-0355 | ATS-AE2 TO PNL WELPEM-3 | ATS-Special | ELV | PM | FOS | OPERATING | 4 | 2023-11-10
OCE31024 | M7-0355 | ATS-AE3 TO PNL WBLPEM-2 | ATS-Special | ELV | PM | FOS | OPERATING | 4 | 2023-11-10
OCE31025 | M7-0355 | ATS-AE4 TO PNL EBLPEM-1 | ATS-Special | ELV | PM | FOS | OPERATING | 4 | 2023-12-14
OCE35000 | M7-0355 | SS EE 15KV PRI MAIN BKR 1759 | Circuit Breaker-ACB | EHV | N/A | XSD | DECOMMISSIONED | 3 | 2016-01-22
OCE3500001 | M7-0355 | RELAY OC, MET#58692CAL CO WEST | Relays-MV | EHV | N/A | XSD | DECOMMISSIONED | 3 | 2015-09-24
OCE35001 | M7-0355 | SS EE 500KVA 13.2/480V S#YGR43901 WEST | Transformers-Oil-MV | EHV | N/A | XSD | DECOMMISSIONED | 2 | 2014-10-22
OCE35002 | M7-0355 | SS-EE,Â Substation Secondary, O&C | Substation-LV-Hybrid | ELV | N/A | XSD | DECOMMISSIONED | 1 | 2020-01-16
OCE35005 | M7-0355 | MCC EE | MCC | ELV | PM | FOS | OPERATING | 2 | 2024-01-26
OCE44002 | M7-0355 | SS-WE,Â Substation Secondary, O&C | Substation-LV-Hybrid | ELV | PM | FOS | OPERATING | 2 | 2024-01-26
OCE45000 | M7-0355 | SS WF 15KV PRI MAIN BKR 1701 WEST | Circuit Breaker-ACB | EHV | PM | FOS | OPERATING | 4 | 2021-03-08
OCE4500001 | M7-0355 | RELAY OC MET#58716CAL CO WEST | Relays-MV | EHV | PM | FOS | OPERATING | 4 | 2023-11-17
OCE45001 | M7-0355 | SS WF 500KVA 13.2/208V S#GR43881 WEST | Transformers-Oil-MV | EHV | PT | FOS | OPERATING | 2 | 2020-08-10
OCE45002 | M7-0355 | SS-WF,Â Substation Secondary, O&C | Substation-LV-Hybrid | ELV | PM | FOS | OPERATING | 2 | 2024-01-26
OCE46000 | M7-0355 | SS WG 15KV PRI MAIN BKR 1700 | Circuit Breaker-ACB | EHV | PM | FOS | OPERATING | 4 | 2023-02-03
OCE4600001 | M7-0355 | RELAY OC MET#58720CAL CO WEST | Relays-MV | EHV | PM | FOS | OPERATING | 4 | 2023-11-13
OCE46001 | M7-0355 | SS WG 500KVA S#YGR43903 OIL WEST | Transformers-Oil-MV | EHV | PT | FOS | OPERATING | 2 | 2020-08-10
OCE46002 | M7-0355 | SS-WG,Â Substation Secondary, O&C | Substation-LV-Hybrid | ELV | PM | FOS | OPERATING | 2 | 2024-01-26
OCE47002 | M7-0355 | SS-WH,Â Substation Secondary, O&C | Substation-LV-Hybrid | ELV | PM | FOS | OPERATING | 2 | 2024-01-26
OCE48002 | M7-0355 | SS-WJ,Â Substation Secondary, O&C | Substation-LV-Hybrid | ELV | PM | FOS | OPERATING | 2 | 2024-01-26
OCE52001-R1 | M7-0355 | SS OY 500KVA 13.2KV-480/277V FR3 TYPE PDMT COOPER | Transformers-Oil-MV | EHV | PT | FOS | OPERATING | 4 | 2022-05-08
OCE52002 | M7-0355 | SS-OY,Â Substation Secondary, O&C | Substation-LV-Hybrid | ELV | PM | FOS | OPERATING | 2 | 2024-01-26
OCE5301101 | M7-0355 | TRIP UNIT, USS-174 CUBICLE 3B | Relays-Trip Units | ELV | PMHL | FOS | OPERATING | 4 | 2011-10-07
OCE5301401 | M7-0355 | TRIP UNIT, USS-174 CUBICLE 4A | Relays-Trip Units | ELV | PMHL | FOS | OPERATING | 5 | 2011-10-04
OCE5301501 | M7-0355 | TRIP UNIT, USS-174 CUBICLE 4B | Relays-Trip Units | ELV | PMHL | FOS | OPERATING | 5 | 2011-10-04
OCE5301601 | M7-0355 | TRIP UNIT, USS-174 CUBICLE 4C | Relays-Trip Units | ELV | PMHL | FOS | OPERATING | 5 | 2011-10-04
OCE5301801 | M7-0355 | TRIP UNIT, USS-174 CUBICLE 5A | Relays-Trip Units | ELV | PMHL | FOS | OPERATING | 5 | 2011-10-04
OCE5302601 | M7-0355 | TRIP UNIT, USS-174 CUBICLE 7A | Relays-Trip Units | ELV | PMHL | FOS | OPERATING | 4 | 2011-10-31
OCE5302701 | M7-0355 | TRIP UNIT, USS-174 CUBICLE 7B | Relays-Trip Units | ELV | PMHL | FOS | OPERATING | 4 | 2011-10-04
OCE5302801 | M7-0355 | TRIP UNIT, USS-174 CUBICLE 7C | Relays-Trip Units | ELV | PMHL | FOS | OPERATING | 4 | 2011-10-04
OCE5303101 | M7-0355 | TRIP UNIT, USS-174 CUBICLE 8B | Relays-Trip Units | ELV | PMHL | FOS | OPERATING | 4 | 2011-10-07
OCE53062 | M7-0355 | ATS-1, 480V, 100A, 4 POLES (IOZ) | ATS-Special | ELV | PM | FOS | OPERATING | 4 | 2023-12-15
OCE53085 | M7-0355 | MOTOR CONTROL CENTER H1 (IOZ) | MCC | ELV | N/A | XSD | DECOMMISSIONED | 3 | 2020-01-16
OCE53119 | M7-0355 | SS-174,Â Substation Secondary, O&C (IOZ) | Substation-LV-Draw Out | ELV | PM | FOS | OPERATING | 4 | 2022-12-30
OCE55001 | M7-0355 | SS 158A 1500KVA 13.2KV/480V PDMT | Transformers-Oil-MV | EHV | PM/PT | FOS | OPERATING | 4 | 2023-06-29
OCE57001 | M7-0355 | SS 158B 1500KVA 13.2KV/480V PDMT | Transformers-Oil-MV | EHV | PM/PT | FOS | OPERATING | 4 | 2023-08-29
OCE58001 | M7-0355 | SS 159A 2000KVA 13.2KV/480V PDMT | Transformers-Oil-MV | EHV | PM/PT | FOS | OPERATING | 4 | 2024-03-22
OCE59001 | M7-0355 | SS 159B 2000KVA 13.2KV/480V PDMT | Transformers-Oil-MV | EHV | PM/PT | FOS | OPERATING | 4 | 2024-04-09
OCE61001 | M7-0355 | SS 174A (IOZA) 2000KVA 13.2KV-480/277V DRY TYPE EATON/CUT-HAM | Transformers-Dry-MV | EHV | RTF | FOS | OPERATING | 5 | 2010-08-16
OCE62001 | M7-0355 | SS 174B (IOZA) 2000KVA 13.2KV-480/277V DRY TYPE EATON/CUT-HAM | Transformers-Dry-MV | EHV | RTF | FOS | OPERATING | 4 | 2010-08-13
OCE63001 | M7-0355 | SS 227A 1500KVA 13.2KV-480/277V FR3 TYPE PDMT ABB | Transformers-Oil-MV | EHV | PM/PT | FOS | OPERATING | 4 | 2022-09-16
OCE64001 | M7-0355 | SS 227B 1500KVA 13.2KV-480/277V FR3 TYPE PDMT ABB | Transformers-Oil-MV | EHV | PM/PT | FOS | OPERATING | 4 | 2022-10-27
OCE90003 | M7-0355 | FACILITY GROUND SYSTEM-O&C MODERNIZATION (IOZ) | Grounding | ELV | PM | FOS | OPERATING | 4 | 2023-07-10
OCF01001 | M7-0355 | Pump, Fire, O&C | Pump-Fire | WWS | PM | FOS | OPERATING | 3 | 2024-04-12
OCF20002 | M7-0355 | FIRE SUPPRESSION SYSTEM | Wet Pipe | PSY | PM | FOS | OPERATING | 3 | 2023-11-28
OCF20003 | M7-0355 | SPRINKLER, FIRE SUPPRESSION, 2", S/N 705A | Wet Pipe | PSY | PM | FOS | OPERATING | 3 | 2023-11-30
OCF20005 | M7-0355 | VALVE, SUPPLY | Valves-Fire Supply | PSY | N/A | XSD | DECOMMISSIONED | 4 | 2014-10-28
OCF20006 | M7-0355 | VALVE, SUPPLY | Valves-Fire Supply | PSY | PM | FOS | OPERATING | 3 | 2023-06-15
OCF20007 | M7-0355 | VALVE, SUPPLY | Valves-Fire Supply | PSY | PM | FOS | OPERATING | 3 | 2023-06-22
OCF20010 | M7-0355 | PRE-ACTION SPRINKLER SYSTEM, 4", DV-5 | Pre-Action | PSY | PM | FOS | OPERATING | 3 | 2023-11-29
OCF23005 | M7-0355 | VALVE, SUPPLY | Valves-Fire Supply | PSY | PM | FOS | OPERATING | 3 | 2023-06-15
OCF23007 | M7-0355 | VALVE, SUPPLY | Valves-Fire Supply | PSY | PM | FOS | OPERATING | 3 | 2023-06-22
OCF23009 | M7-0355 | VALVE, SUPPLY | Valves-Fire Supply | PSY | PM | FOS | OPERATING | 3 | 2023-06-15
OCF23011 | M7-0355 | VALVE, FIRE HOSE SYSTEM | Valves-Fire Hose | PSY | PM | FOS | OPERATING | 3 | 2023-06-21
OCF23012 | M7-0355 | VALVE, FIRE HOSE SYSTEM | Valves-Fire Hose | PSY | N/A | XSD | DECOMMISSIONED | 4 | 2014-11-25
OCF23013 | M7-0355 | VALVE, FIRE HOSE SYSTEM | Valves-Fire Hose | PSY | PM | FOS | OPERATING | 3 | 2023-06-20
OCF23014 | M7-0355 | VALVE, FIRE HOSE SYSTEM | Valves-Fire Hose | PSY | PM | FOS | OPERATING | 3 | 2023-06-21
OCF23015 | M7-0355 | VALVE, FIRE HOSE SYSTEM | Valves-Fire Hose | PSY | PM | FOS | OPERATING | 3 | 2023-06-21
OCF23016 | M7-0355 | VALVE, SUPPLY | Valves-Fire Hose | PSY | PM | FOS | OPERATING | 3 | 2023-11-07
OCF40201 | M7-0355 | FACP, SIMPLEX 4020 | FACP | PSY | N/A | XSD | DECOMMISSIONED | 3 | 2018-12-21
OCFFAAS001 | M7-0355 | VESDA SMOKE DETECTOR | ASSD | PSY | PM | FOS | OPERATING | 3 | 2023-12-05
OCFFAAS002 | M7-0355 | VESDA SMOKE DETECTOR | ASSD | PSY | PM | FOS | OPERATING | 3 | 2023-12-05
OCFFAAS012 | M7-0355 | VESDA SMOKE DETECTOR | ASSD | PSY | PM | FOS | OPERATING | 3 | 2023-12-05
OCFFAAS016 | M7-0355 | XAD M2-29 | ASSD | PSY | PM | FOS | OPERATING | 4 | 2023-05-01
OCFFAAS017 | M7-0355 | XAD M2-77 | ASSD | PSY | PM | FOS | OPERATING | 3 | 2023-05-01
OCFFAAS018 | M7-0355 | XAD M2-78 | ASSD | PSY | PM | FOS | OPERATING | 4 | 2023-05-01
OCFFAAS019 | M7-0355 | XAD M2-79 | ASSD | PSY | PM | FOS | OPERATING | 4 | 2023-05-01
OCFFAAS020 | M7-0355 | XAD M5-31 | ASSD | PSY | PM | FOS | OPERATING | 3 | 2023-07-24
OCFFAAS021 | M7-0355 | XAD M5-32 | ASSD | PSY | PM | FOS | OPERATING | 3 | 2023-07-24
OCFFAAS022 | M7-0355 | XAD M5-33 | ASSD | PSY | PM | FOS | OPERATING | 4 | 2023-07-23
OCFFAAS023 | M7-0355 | XAD M5-34 | ASSD | PSY | PM | FOS | OPERATING | 3 | 2023-07-22
OCFFAAS024 | M7-0355 | XAD M5-35 | ASSD | PSY | PM | FOS | OPERATING | 3 | 2023-07-23
OCFFAAS025 | M7-0355 | XAD M5-36 | ASSD | PSY | PM | FOS | OPERATING | 4 | 2023-07-21
OCFFAAS026 | M7-0355 | XAD M5-37 | ASSD | PSY | PM | FOS | OPERATING | 4 | 2023-07-21
OCFFAAS027 | M7-0355 | XAD M5-38 | ASSD | PSY | PM | FOS | OPERATING | 3 | 2023-07-22
OCFFAAS028 | M7-0355 | XAD M5-23 | ASSD | PSY | PM | FOS | OPERATING | 3 | 2023-07-25
OCFFAAS029 | M7-0355 | XAD M5-24 | ASSD | PSY | PM | FOS | OPERATING | 3 | 2023-07-25
OCFFAAS030 | M7-0355 | XAD M5-25 | ASSD | PSY | PM | FOS | OPERATING | 3 | 2023-07-25
OCFFAAS031 | M7-0355 | XAD M5-26 | ASSD | PSY | PM | FOS | OPERATING | 4 | 2023-07-25
OCFFAAS032 | M7-0355 | XAD M5-6 | ASSD | PSY | PM | FOS | OPERATING | 3 | 2023-07-29
OCFFAAS033 | M7-0355 | XAD M5-7 | ASSD | PSY | PM | FOS | OPERATING | 3 | 2023-07-30
OCFFAAS034 | M7-0355 | XAD M5-8 | ASSD | PSY | PM | FOS | OPERATING | 4 | 2023-07-31
OCFFAAS035 | M7-0355 | XAD M5-9 | ASSD | PSY | PM | FOS | OPERATING | 4 | 2023-07-31
OCFFAAS036 | M7-0355 | XAD M5-10 | ASSD | PSY | PM | FOS | OPERATING | 3 | 2023-07-31
OCFFAAS037 | M7-0355 | XAD M5-11 | ASSD | PSY | PM | FOS | OPERATING | 3 | 2023-07-31
OCFFAAS038 | M7-0355 | XAD M5-12 | ASSD | PSY | PM | FOS | OPERATING | 3 | 2023-08-02
OCFFAAS039 | M7-0355 | XAD M5-13 | ASSD | PSY | PM | FOS | OPERATING | 3 | 2023-08-02
OCFFAAS040 | M7-0355 | XAD M5-14 | ASSD | PSY | PM | FOS | OPERATING | 3 | 2023-08-04
OCFFAAS041 | M7-0355 | XAD M5-17 | ASSD | PSY | PM | FOS | OPERATING | 3 | 2023-08-02
OCFFAAS042 | M7-0355 | XAD M5-18 | ASSD | PSY | PM | FOS | OPERATING | 3 | 2023-08-02
OCFFAAS043 | M7-0355 | XAD M5-19 | ASSD | PSY | PM | FOS | OPERATING | 3 | 2023-08-04
OCFFAAS044 | M7-0355 | XAD M5-20 | ASSD | PSY | PM | FOS | OPERATING | 4 | 2023-08-13
OCFFAAS045 | M7-0355 | XAD M1-28 | ASSD | PSY | PM | FOS | OPERATING | 3 | 2023-08-10
OCFFAAS046 | M7-0355 | XAD M5-29 | ASSD | PSY | PM | FOS | OPERATING | 3 | 2023-08-10
OCFFAAS047 | M7-0355 | XAD M5-30 | ASSD | PSY | PM | FOS | OPERATING | 3 | 2023-08-10
OCFFAAS048 | M7-0355 | XAD M5-31 | ASSD | PSY | PM | FOS | OPERATING | 3 | 2023-08-10
OCFFAAS049 | M7-0355 | XAD M5-32 | ASSD | PSY | PM | FOS | OPERATING | 3 | 2023-08-13
OCFFAAS050 | M7-0355 | XAD M1-46/472 | ASSD | PSY | PM | FOS | OPERATING | 3 | 2023-08-13
OCFFAAS051 | M7-0355 | XAD M2-68 | ASSD | PSY | PM | FOS | OPERATING | 3 | 2023-05-02
OCFFAAS052 | M7-0355 | XAD M2-69 | ASSD | PSY | PM | FOS | OPERATING | 3 | 2023-05-02
OCFFAAS053 | M7-0355 | XAD M2-70 | ASSD | PSY | PM | FOS | OPERATING | 3 | 2023-05-03
OCFFAAS054 | M7-0355 | XAD M2-71 | ASSD | PSY | PM | FOS | OPERATING | 3 | 2023-05-03
OCFFAAS055 | M7-0355 | XAD M2-80 | ASSD | PSY | PM | FOS | OPERATING | 3 | 2023-05-03
OCFFAAS056 | M7-0355 | XAD M2-81 | ASSD | PSY | PM | FOS | OPERATING | 4 | 2023-05-03
OCFFAAS057 | M7-0355 | XAD M2-82 | ASSD | PSY | PM | FOS | OPERATING | 3 | 2023-05-03
OCFFAAS058 | M7-0355 | XAD M2-24 | ASSD | PSY | PM | FOS | OPERATING | 3 | 2023-05-01
OCFFAAS059 | M7-0355 | XAD M2-30 | ASSD | PSY | PM | FOS | OPERATING | 3 | 2023-05-01
OCFFAAS060 | M7-0355 | XAD M3-66 | ASSD | PSY | PM | FOS | OPERATING | 3 | 2023-05-10
OCFFAAS061 | M7-0355 | XAD M3-67 | ASSD | PSY | PM | FOS | OPERATING | 3 | 2023-05-10
OCFFAAS062 | M7-0355 | XAD M3-68 | ASSD | PSY | PM | FOS | OPERATING | 3 | 2023-05-10
OCFFAAS063 | M7-0355 | XAD M3-69 | ASSD | PSY | PM | FOS | OPERATING | 3 | 2023-05-10
OCFFAAS064 | M7-0355 | XAD M3-62 | ASSD | PSY | PM | FOS | OPERATING | 3 | 2023-05-10
OCFFAAS065 | M7-0355 | XAD M3-63 | ASSD | PSY | PM | FOS | OPERATING | 4 | 2023-05-10
OCFFAAS066 | M7-0355 | XAD M3-90 | ASSD | PSY | PM | FOS | OPERATING | 3 | 2023-06-24
OCFFAAS067 | M7-0355 | XAD M3-91 | ASSD | PSY | PM | FOS | OPERATING | 3 | 2023-05-25
OCFFAAS068 | M7-0355 | XAD M3-92 | ASSD | PSY | PM | FOS | OPERATING | 4 | 2023-05-11
OCFFAAS069 | M7-0355 | XAD M3-93 | ASSD | PSY | PM | FOS | OPERATING | 4 | 2023-05-11
OCFFAAS070 | M7-0355 | XAD M3-94 | ASSD | PSY | PM | FOS | OPERATING | 4 | 2023-06-24
OCFFAAS071 | M7-0355 | XAD M3-95 | ASSD | PSY | PM | FOS | OPERATING | 3 | 2023-05-25
OCFFAAS072 | M7-0355 | XAD M3-96 | ASSD | PSY | PM | FOS | OPERATING | 3 | 2023-06-24
OCFFAAS073 | M7-0355 | XAD M3-97 | ASSD | PSY | PM | FOS | OPERATING | 3 | 2023-05-25
OCFFAAS074 | M7-0355 | XAD M3-77/78 | ASSD | PSY | PM | FOS | OPERATING | 3 | 2023-06-19
OCFFAAS075 | M7-0355 | XAD M4-60 | ASSD | PSY | PM | FOS | OPERATING | 3 | 2023-07-01
OCFFAAS076 | M7-0355 | XAD M4-61 | ASSD | PSY | PM | FOS | OPERATING | 3 | 2023-07-01
OCFFAAS077 | M7-0355 | XAD M4-62 | ASSD | PSY | PM | FOS | OPERATING | 3 | 2023-07-01
OCFFAAS078 | M7-0355 | XAD M4-63 | ASSD | PSY | PM | FOS | OPERATING | 3 | 2023-07-02
OCFFAAS079 | M7-0355 | XAD M4-64 | ASSD | PSY | PM | FOS | OPERATING | 3 | 2023-07-02
OCFFAAS080 | M7-0355 | XAD M4-68 | ASSD | PSY | PM | FOS | OPERATING | 3 | 2023-07-02
OCFFAAS081 | M7-0355 | XAD M4-69 | ASSD | PSY | PM | FOS | OPERATING | 4 | 2022-07-08
OCFFAAS082 | M7-0355 | XAD M4-70 | ASSD | PSY | PM | FOS | OPERATING | 3 | 2023-07-03
OCFFACP004 | M7-0355 | FACP, SIMPLEX 4020, ELEVATOR 4 | FACP | PSY | N/A | XSD | DECOMMISSIONED | 3 | 2018-05-25
OCFFACP007 | M7-0355 | FA FCI PANEL ELEVATOR 7 | FACP | PSY | N/A | XSD | DECOMMISSIONED | 3 | 2019-03-12
OCFFACP056 | M7-0355 | FA FCI PANEL ELEVATOR 5 & 6 | FACP | PSY | N/A | XSD | DECOMMISSIONED | 3 | 2019-03-12
OCFFACP1N24 | M7-0355 | FACP, SIMPLEX, 4100ES | FACP | PSY | PM | FOS | OPERATING | 3 | 2023-11-08
OCFFACP1N28 | M7-0355 | FACP, SIMPLEX, 4100ES | FACP | PSY | PM | FOS | OPERATING | 3 | 2023-12-24
OCFFACPN24 | M7-0355 | FACP, SIMPLEX, 4100U | FACP | PSY | N/A | XSD | DECOMMISSIONED | 2 | 2019-01-30
OCFFACPN30 | M7-0355 | FACP, SIMPLEX 4100U A&E NORTH | FACP | PSY | PM | FOS | OPERATING | 3 | 2023-06-28
OCFFACPN31 | M7-0355 | FACP, SIMPLEX 4100U, HIGH BAY (IOZ) | FACP | PSY | PM | FOS | OPERATING | 4 | 2023-01-26
OCFFART001 | M7-0355 | CENTRAL RADIO MONITORING SYSTEM (CRMS) TRANSCEIVER-ACCOUNT# 5177 | CRMS | PSY | PM | FOS | OPERATING | 3 | 2023-09-01
OCFH1045-R1 | M7-0355 | Hydrant, FIRE, AMERICAN DARLING, 2013 | Hydrant | WWS | PM | FOS | OPERATING | 4 | 2023-11-17
OCFH1060 | M7-0355 | Hydrant, FIRE, AMERICAN DARLING, 2013 | Hydrant | WWS | PM | FOS | OPERATING | 4 | 2023-06-29
OCFH1125 | M7-0355 | Hydrant, FIRE, AMERICAN DARLING, 2013 | Hydrant | WWS | PM | FOS | OPERATING | 4 | 2023-07-19
OCFH1180 | M7-0355 | Hydrant, FIRE, AMERICAN DARLING, 2013 | Hydrant | WWS | PM | FOS | OPERATING | 4 | 2023-07-19
OCFH1240 | M7-0355 | HYDRANT, FIRE | Hydrant | WWS | PM | FOS | OPERATING | 4 | 2023-11-06
OCFH1315 | M7-0355 | Hydrant, FIRE, AMERICAN DARLING, 2013 | Hydrant | WWS | PM | FOS | OPERATING | 4 | 2023-06-29
OCFH1320 | M7-0355 | HYDRANT, FIRE | Hydrant | WWS | N/A | NOS | DECOMMISSIONED | 4 | 2010-10-19
OCFKPAB071 | M7-0355 | AUXILIARY BOX | ESS | PSY | PM | FOS | OPERATING | 4 | 2023-07-04
OCFKPAB072 | M7-0355 | AUXILIARY BOX | ESS | PSY | PM | FOS | OPERATING | 3 | 2024-01-09
OCFKPAB073 | M7-0355 | AUXILIARY BOX | ESS | PSY | PM | FOS | OPERATING | 3 | 2024-01-09
OCFKPAB074 | M7-0355 | DOOR PORTAL | ESS | PSY | PM | FOS | OPERATING | 3 | 2024-01-09
OCFKPAB764 | M7-0355 | AUX BOX 764 (IOZ) | ESS | PSY | PM | FOS | OPERATING | 3 | 2024-02-12
OCFKPAB765 | M7-0355 | AUX BOX | ESS | PSY | PM | FOS | OPERATING | 3 | 2024-02-18
OCFKPAB766 | M7-0355 | AUX BOX | Controls | PSY | PM | FOS | OPERATING | 3 | 2024-02-18
OCFKPCP070 | M7-0355 | INTELLIGENT SYSTEM CONTROLLER #70 | ESS | PSY | PM | FOS | OPERATING | 4 | 2024-02-08
OCFKPCP075 | M7-0355 | INTELLIGENT SYSTEM CONTROLLER #75 | ESS | PSY | PM | FOS | OPERATING | 3 | 2024-02-12
OCFKPCP076 | M7-0355 | INTELLIGENT SYSTEM CONTROLLER #76 (IOZ) | ESS | PSY | PM | FOS | OPERATING | 3 | 2024-02-12
OCFKPCP078 | M7-0355 | INTELLIGENT SYSTEM CONTROLLER #78 | ESS | PSY | PM | FOS | OPERATING | 3 | 2024-02-19
OCFKPCP083 | M7-0355 | INTELLIGENT SYSTEM CONTROLLER #83 | ESS | PSY | PM | FOS | OPERATING | 4 | 2024-02-09
OCFKPCP107 | M7-0355 | INTELLIGENT SYSTEM CONTROLLER #107 | ESS | PSY | PM | FOS | OPERATING | 4 | 2024-01-04
OCFKPDP071 | M7-0355 | DOOR PORTAL | Door Portal | PSY | PM | FOS | OPERATING | 3 | 2024-01-04
OCFKPDP072 | M7-0355 | DOOR PORTAL | Door Portal | PSY | PM | FOS | OPERATING | 3 | 2024-01-03
OCFKPDP073 | M7-0355 | DOOR PORTAL | Door Portal | PSY | PM | FOS | OPERATING | 3 | 2024-01-04
OCFKPDP074 | M7-0355 | DOOR PORTAL | Door Portal | PSY | PM | FOS | OPERATING | 3 | 2024-01-03
OCFKPDP075 | M7-0355 | DOOR PORTAL | Door Portal | PSY | PM | FOS | OPERATING | 3 | 2024-01-04
OCFKPDP076 | M7-0355 | DOOR PORTAL | Door Portal | PSY | PM | FOS | OPERATING | 3 | 2024-01-03
OCFKPDP077 | M7-0355 | DOOR PORTAL | Door Portal | PSY | PM | FOS | OPERATING | 3 | 2024-01-04
OCFKPDP078 | M7-0355 | DOOR PORTAL | Door Portal | PSY | PM | FOS | OPERATING | 4 | 2023-07-13
OCFKPDP079 | M7-0355 | DOOR PORTAL | Door Portal | PSY | PM | FOS | OPERATING | 3 | 2024-01-04
OCFKPDP07A | M7-0355 | DOOR PORTAL | Door Portal | PSY | PM | FOS | OPERATING | 3 | 2024-01-05
OCFKPDP07B | M7-0355 | DOOR PORTAL | Door Portal | PSY | PM | FOS | OPERATING | 3 | 2024-01-04
OCFKPDP07C | M7-0355 | DOOR PORTAL | Door Portal | PSY | PM | FOS | OPERATING | 3 | 2024-01-05
OCFKPDP07D | M7-0355 | DOOR PORTAL | Door Portal | PSY | PM | FOS | OPERATING | 3 | 2024-01-02
OCFKPDP07E | M7-0355 | DOOR PORTAL | Door Portal | PSY | PM | FOS | OPERATING | 3 | 2024-01-05
OCFKPDP07F | M7-0355 | DOOR PORTAL | Door Portal | PSY | PM | FOS | OPERATING | 3 | 2024-01-02
OCFKPDP07G | M7-0355 | DOOR PORTAL | Door Portal | PSY | PM | FOS | OPERATING | 3 | 2024-01-07
OCFKPDP07H | M7-0355 | DOOR PORTAL | Door Portal | PSY | PM | FOS | OPERATING | 3 | 2024-01-02
OCFKPDP07I | M7-0355 | DOOR PORTAL | Door Portal | PSY | PM | FOS | OPERATING | 3 | 2024-01-07
OCFKPDP07J | M7-0355 | DOOR PORTAL | Door Portal | PSY | PM | FOS | OPERATING | 4 | 2024-01-03
OCFKPDP07K | M7-0355 | DOOR PORTAL | Door Portal | PSY | PM | FOS | OPERATING | 4 | 2024-01-03
OCFKPDP07L | M7-0355 | DOOR PORTAL | Door Portal | PSY | PM | FOS | OPERATING | 4 | 2024-01-03
OCFKPDP07M | M7-0355 | DOOR PORTAL | Door Portal | PSY | PM | FOS | OPERATING | 3 | 2024-01-03
OCFKPDP07N | M7-0355 | DOOR PORTAL | Door Portal | PSY | PM | FOS | OPERATING | 3 | 2024-01-04
OCFKPDP07O | M7-0355 | DOOR PORTAL | Door Portal | PSY | PM | FOS | OPERATING | 3 | 2024-01-04
OCFKPDP07P | M7-0355 | DOOR PORTAL | Door Portal | PSY | PM | FOS | OPERATING | 3 | 2024-01-04
OCFKPDP07Q | M7-0355 | DOOR PORTAL | Door Portal | PSY | PM | FOS | OPERATING | 3 | 2024-01-04
OCFKPDP07R | M7-0355 | DOOR PORTAL | Door Portal | PSY | PM | FOS | OPERATING | 3 | 2024-01-05
OCFKPDP07S | M7-0355 | DOOR PORTAL | Door Portal | PSY | PM | FOS | OPERATING | 3 | 2024-01-04
OCFKPDP07T | M7-0355 | DOOR PORTAL | Door Portal | PSY | PM | FOS | OPERATING | 3 | 2024-01-03
OCFKPDP07U | M7-0355 | DOOR PORTAL | Door Portal | PSY | PM | FOS | OPERATING | 3 | 2024-01-04
OCFKPDP07V | M7-0355 | DOOR PORTAL | Door Portal | PSY | PM | FOS | OPERATING | 3 | 2024-01-05
OCFKPDP751 | M7-0355 | DOOR PORTAL 751 | Door Portal | PSY | PM | FOS | OPERATING | 3 | 2023-12-29
OCFKPDP752 | M7-0355 | DOOR PORTAL 752 | Door Portal | PSY | PM | FOS | OPERATING | 3 | 2023-12-29
OCFKPDP753 | M7-0355 | DOOR PORTAL 753 | Door Portal | PSY | PM | FOS | OPERATING | 3 | 2023-12-29
OCFKPDP754 | M7-0355 | DOOR PORTAL 754 | Door Portal | PSY | PM | FOS | OPERATING | 3 | 2023-12-29
OCFKPDP755 | M7-0355 | DOOR PORTAL 755 | Door Portal | PSY | PM | FOS | OPERATING | 3 | 2023-12-29
OCFKPDP756 | M7-0355 | DOOR PORTAL 756 | Door Portal | PSY | PM | FOS | OPERATING | 3 | 2023-12-29
OCFKPDP757 | M7-0355 | DOOR PORTAL 757 | Door Portal | PSY | PM | FOS | OPERATING | 3 | 2024-01-02
OCFKPDP758 | M7-0355 | DOOR PORTAL 758 | Door Portal | PSY | PM | FOS | OPERATING | 3 | 2024-01-02
OCFKPDP759 | M7-0355 | DOOR PORTAL 759 | Door Portal | PSY | PM | FOS | OPERATING | 3 | 2024-01-02
OCFKPDP761 | M7-0355 | DOOR PORTAL 761 (IOZ) | Door Portal | PSY | PM | FOS | OPERATING | 3 | 2024-01-02
OCFKPDP762 | M7-0355 | DOOR PORTAL 762 (IOZ) | Door Portal | PSY | PM | FOS | OPERATING | 4 | 2024-01-04
OCFKPDP763 | M7-0355 | DOOR PORTAL 763 (IOZ) | Door Portal | PSY | PM | FOS | OPERATING | 3 | 2023-07-14
OCFKPDP831 | M7-0355 | DOOR PORTAL | Door Portal | PSY | PM | FOS | OPERATING | 4 | 2024-03-11
OCFKPDP832 | M7-0355 | DOOR PORTAL | Door Portal | PSY | PM | FOS | OPERATING | 4 | 2024-03-11
OCFKPDP833 | M7-0355 | DOOR PORTAL | Door Portal | PSY | PM | FOS | OPERATING | 4 | 2024-03-11
OCFKPDP835 | M7-0355 | DOOR PORTAL | Door Portal | PSY | PM | FOS | OPERATING | 3 | 2023-12-29
OCFKPDP836 | M7-0355 | DOOR PORTAL | Door Portal | PSY | PM | FOS | OPERATING | 3 | 2023-12-29
OCFKPDP837 | M7-0355 | DOOR PORTAL | Door Portal | PSY | PM | FOS | OPERATING | 3 | 2023-12-29
OCFKPDP838 | M7-0355 | DOOR PORTAL | Door Portal | PSY | PM | FOS | OPERATING | 3 | 2023-12-29
OCFKPWL766 | M7-0355 | WIRELESS LOCKSET DOOR 1677 | Wireless Lockset | PSY | PM | FOS | OPERATING | 3 | 2023-06-30
OCFKPWL780 | M7-0355 | WIRELESS LOCKSET 780 | Wireless Lockset | PSY | PM | FOS | OPERATING | 4 | 2024-04-24
OCFKPWL782 | M7-0355 | WIRELESS LOCKSET 782 | Wireless Lockset | PSY | PM | FOS | OPERATING | 4 | 2024-04-24
OCFKPWL783 | M7-0355 | WIRELESS LOCKSET 783 | Wireless Lockset | PSY | PM | FOS | OPERATING | 4 | 2024-04-24
OCFKPWL784 | M7-0355 | WIRELESS LOCKSET 784 | Wireless Lockset | PSY | PM | FOS | OPERATING | 4 | 2024-04-24
OCFPA400 | M7-0355 | PRE-ACTION CONTROL PANEL, SIMPLEX 4100, M7-0355 | RCP | PSY | PM | FOS | OPERATING | 3 | 2023-05-31
OCFSCWC001 | M7-0355 | WETÂ CHEMÂ FIREÂ SUPPRESSIONÂ SYSTEM | Wet Chem | PSY | PM/AS | NOS | OPERATING | 3 | 2022-04-05
OCFSCWC002 | M7-0355 | WET CHEM FIRE SUPPRESSION SYSTEM | Wet Chem | PSY | PM/AS | NOS | OPERATING | 3 | 2022-01-14
OCFSCWC005 | M7-0355 | WET CHEM FIRE SUPPRESSION SYSTEM | Wet Chem | PSY | PM/AS | NOS | OPERATING | 3 | 2021-09-30
OCFSYST0A1 | M7-0355 | STANDPIPE SYSTEM, STAIR A | Standpipe | PSY | PM | FOS | OPERATING | 3 | 2024-01-04
OCFSYST0B1 | M7-0355 | STANDPIPE SYSTEM, STAIR B | Standpipe | PSY | PM | FOS | OPERATING | 3 | 2024-01-05
OCFSYST0C1 | M7-0355 | STANDPIPE SYSTEM, STAIR C | Standpipe | PSY | PM | FOS | OPERATING | 3 | 2022-05-18
OCFSYST0L1 | M7-0355 | STANDPIPE SYSTEM, STAIR L, EXTERIOR, DRY (IOZ) | Standpipe | PSY | PM | FOS | OPERATING | 2 | 2020-05-26
OCFSYST0S1 | M7-0355 | STANDPIPE SYSTEM, STAIR S | Standpipe | PSY | PM | FOS | OPERATING | 3 | 2023-12-22
OCFSYST0T1 | M7-0355 | STANDPIPE SYSTEM, STAIR T | Standpipe | PSY | PM | FOS | OPERATING | 4 | 2023-12-20
OCFSYST0U1 | M7-0355 | STANDPIPE SYSTEM, STAIR U | Standpipe | PSY | PM | FOS | OPERATING | 3 | 2024-01-03
OCFSYST1S1 | M7-0355 | Valve, Supply | Valves-Fire Supply | PSY | PM | FOS | OPERATING | 3 | 2024-02-02
OCFSYST901 | M7-0355 | FIRE DEPARTMENT CONNECTION | FDC | PSY | PM | FOS | OPERATING | 3 | 2024-01-09
OCFSYST902 | M7-0355 | FIRE DEPARTMENT CONNECTION | FDC | PSY | PM | FOS | OPERATING | 3 | 2024-02-06
OCFSYST903 | M7-0355 | FIRE DEPARTMENT CONNECTION | FDC | PSY | PM | FOS | OPERATING | 4 | 2024-01-26
OCFSYST904 | M7-0355 | FIRE DEPARTMENT CONNECTION | FDC | PSY | PM | FOS | OPERATING | 3 | 2024-01-29
OCFSYST905 | M7-0355 | FIRE DEPARTMENT CONNECTION | FDC | PSY | PM | FOS | OPERATING | 3 | 2024-01-29
OCFSYSTZ00 | M7-0355 | STANDPIPE SYSTEM, IOZ, ALL AREAS (IOZ) | Standpipe | PSY | PM | FOS | OPERATING | 3 | 2024-03-20
OCFSYWS008 | M7-0355 | WET PIPE FIRE SPRINKLER SYSTEM | Wet Pipe | PSY | PM | FOS | OPERATING | 3 | 2024-04-24
OCFSYWS009 | M7-0355 | WET PIPE SPRINKLER SYSTEM | Wet Pipe | PSY | PM | FOS | OPERATING | 3 | 2024-04-26
OCFSYWS017 | M7-0355 | WET PIPE FIRE SPRINKLER SYSTEM | Wet Pipe | PSY | PM | FOS | OPERATING | 3 | 2023-11-07
OCFSYWS018 | M7-0355 | WET PIPE SPRINKLER SYSTEM, RM 3245/3251 | Wet Pipe | PSY | PM | FOS | OPERATING | 3 | 2023-11-15
OCFSYWS019 | M7-0355 | WET PIPE SPRINKLER SYSTEM, SOUTH (IOZ) w/GN2 | Wet Pipe | PSY | PM | FOS | OPERATING | 3 | 2024-01-22
OCFSYWS020 | M7-0355 | WET PIPE SPRINKLER SYSTEM, BASEMENT (IOZ) w/GN2 | Wet Pipe | PSY | PM | FOS | OPERATING | 4 | 2024-02-09
OCFSYWS021 | M7-0355 | WET PIPE SPRINKLER SYSTEM, NORTH (IOZ) w/GN2 | Wet Pipe | PSY | PM | FOS | OPERATING | 3 | 2024-05-03
OCFSYWS022 | M7-0355 | WET PIPE SPRINKLER SYSTEM, Cafeteria | Wet Pipe | PSY | PM | FOS | OPERATING | 3 | 2024-03-05
OCFSYWS023 | M7-0355 | WET PIPE SPRINKLER SYSTEM, MBR | Wet Pipe | PSY | PM | FOS | OPERATING | 3 | 2024-03-19
OCFSYWS024 | M7-0355 | CONTROL VALVE | Valves-Fire Supply | PSY | PM | FOS | OPERATING | 4 | 2024-01-22
OCFSYWS025 | M7-0355 | WET PIPE SPRINKLER SYSTEM | Wet Pipe | PSY | PM | FOS | OPERATING | 3 | 2024-03-07
OCFSYWS026 | M7-0355 | CONTROL VALVE | Valves-Fire | PSY | PM | FOS | OPERATING | 3 | 2024-02-21
OCFSYWS027 | M7-0355 | CONTROL VALVE | Valves-Fire | PSY | PM | FOS | OPERATING | 3 | 2024-03-20
OCFSYWS028 | M7-0355 | CONTROL VALVE | Valves-Fire | PSY | PM | FOS | OPERATING | 3 | 2024-02-07
OCFSYWS029 | M7-0355 | CONTROL VALVE | Valves-Fire | PSY | PM | FOS | OPERATING | 3 | 2024-03-04
OCFSYWS031 | M7-0355 | CONTROL VALVE | Wet Pipe | PSY | N/A | XSD | DECOMMISSIONED | 4 | 2015-02-04
OCFSYWS032 | M7-0355 | CONTROL VALVE | Valves-Fire | PSY | PM | FOS | OPERATING | 3 | 2023-12-01
OCFSYWS034 | M7-0355 | CONTROL VALVE | Valves-Fire | PSY | PM | FOS | OPERATING | 3 | 2024-01-23
OCFSYWS035 | M7-0355 | CONTROL VALVE | Valves-Fire | PSY | PM | FOS | OPERATING | 3 | 2023-12-01
OCFSYWS036 | M7-0355 | CONTROL VALVE | Valves-Fire | PSY | PM | FOS | OPERATING | 3 | 2024-02-21
OCFSYWS037 | M7-0355 | CONTROL VALVE | Valves-Fire | PSY | PM | FOS | OPERATING | 3 | 2024-03-04
OCFSYWS038 | M7-0355 | CONTROL VALVE | Valves-Fire | PSY | PM | FOS | OPERATING | 3 | 2024-01-23
OCFSYWS039 | M7-0355 | CONTROL VALVE | Valves-Fire | PSY | PM | FOS | OPERATING | 3 | 2024-03-22
OCFSYWS1F1 | M7-0355 | WET PIPE SPRINKLER SYSTEM | Wet Pipe | PSY | PM | FOS | OPERATING | 3 | 2023-12-06
OCFSYWS1R1 | M7-0355 | WET PIPE SPRINKLER SYSTEM | Wet Pipe | PSY | PM | FOS | OPERATING | 3 | 2023-12-06
OCFSYWS1S1 | M7-0355 | WET PIPE SPRINKLER SYSTEM | Wet Pipe | PSY | PM | FOS | OPERATING | 3 | 2023-12-18
OCFSYWS2B1 | M7-0355 | WET PIPE FIRE SPRINKLER | Wet Pipe | PSY | PM | FOS | OPERATING | 3 | 2024-01-03
OCFSYWS2F1 | M7-0355 | WET PIPE SPRINKLER SYSTEM | Wet Pipe | PSY | PM | FOS | OPERATING | 3 | 2023-12-06
OCFSYWS2R1 | M7-0355 | WET PIPE SPRINKLER SYSTEM | Wet Pipe | PSY | PM | FOS | OPERATING | 3 | 2023-12-01
OCFSYWS2S1 | M7-0355 | WET PIPE FIRE SPRINKLER | Wet Pipe | PSY | PM | FOS | OPERATING | 4 | 2023-12-11
OCFSYWS3B1 | M7-0355 | WET PIPE SPRINKLER SYSTEM, 4" | Wet Pipe | PSY | PM | FOS | OPERATING | 3 | 2024-02-02
OCFSYWS3F1 | M7-0355 | WET PIPE SPRINKLER SYSTEM | Wet Pipe | PSY | PM | FOS | OPERATING | 3 | 2024-02-01
OCFSYWS3R1 | M7-0355 | WET PIPE SPRINKLER SYSTEM | Wet Pipe | PSY | PM | FOS | OPERATING | 3 | 2023-07-21
OCFSYWS3S1 | M7-0355 | WET PIPE SPRINKLER SYSTEM, 6" | Wet Pipe | PSY | PM | FOS | OPERATING | 3 | 2024-01-12
OCFSYWS4F1 | M7-0355 | WET PIPE SPRINKLER SYSTEM | Wet Pipe | PSY | PM | FOS | OPERATING | 3 | 2024-03-19
OCFSYWS4R1 | M7-0355 | WET PIPE SPRINKLER SYSTEM | Wet Pipe | PSY | PM | FOS | OPERATING | 3 | 2024-02-23
OCFSYWS5F1 | M7-0355 | WET PIPE SPRINKLER SYSTEM | Wet Pipe | PSY | PM | FOS | OPERATING | 3 | 2024-03-19
OCFUCNG001 | M7-0355 | Facility Natural Gas Piping | Gas Piping | MEC | PM | FOS | OPERATING | 4 | 2023-06-13
OCFUCNG002 | M7-0355 | Facility Natural Gas Piping | Gas Piping | MEC | PM | FOS | OPERATING | 4 | 2023-06-19
OCFUCNG003 | M7-0355 | Facility Natural Gas Piping | Gas Piping | MEC | PM | FOS | OPERATING | 3 | 2023-06-13
OCFWC004 | M7-0355 | WETÂ CHEMÂ FIREÂ SUPPRESSIONÂ SYSTEM | Wet Chem | PSY | PM | FOS | OPERATING | 3 | 2024-03-23
OCG02003 | M7-0355 | GENERATOR 150KW Diesel | Generator-Stationary-Level 1 | ELV | PM/RI | FOS | OPERATING | 2 | 2022-06-13
OCG02004 | M7-0355 | GENERATOR 150KW Diesel | Generator-Stationary-Level 1 | ELV | PM/RI | FOS | OPERATING | 2 | 2022-06-13
OCH01003 | M7-0355 | HUMIDIFIER STEAM THERMOTRON S/N 13049 | Humidifier | HVC | N/A | NIC | NOT_IN_CONTRACT | 4 | 2014-09-22
OCLAD2040 | M7-0355 | LAD Safe Ladder | Ladder | STR | PM | FOS | OPERATING | 4 | 2024-04-19
OCLAD2041 | M7-0355 | LAD Safe Ladder | Ladder | STR | PM | FOS | OPERATING | 4 | 2024-04-19
OCLAD2042 | M7-0355 | LAD Safe Ladder | Ladder | STR | PM | FOS | OPERATING | 4 | 2024-04-19
OCLAD2045 | M7-0355 | LAD Safe Ladder | Ladder | STR | PM | FOS | OPERATING | 4 | 2024-04-19
OCLAD2046 | M7-0355 | LAD Safe Ladder | Ladder | STR | PM | FOS | OPERATING | 4 | 2024-04-16
OCLAD2047 | M7-0355 | LAD Safe Ladder | Ladder | STR | PM | FOS | OPERATING | 4 | 2024-04-16
OCLAD2048 | M7-0355 | LAD Safe Ladder | Ladder | STR | PM | FOS | OPERATING | 1 | 2023-07-24
OCLAD2049 | M7-0355 | LAD Safe Ladder | Ladder | STR | PM | FOS | OPERATING | 1 | 2023-07-24
OCS01001 | M7-0355 | SUMP PUMP, VERTICALLY COUPLED (IOZ) | Pump-Sump | MEC | RTF | FOS | OPERATING | 3 | 2011-11-30
OCS01002 | M7-0355 | SUMP PUMP, VERTICALLY COUPLED (IOZ) | Pump-Sump | MEC | RTF | FOS | OPERATING | 3 | 2011-11-30
OCS01003 | M7-0355 | SUMP PUMP, VERTICALLY COUPLED (IOZ) | Pump-Sump | MEC | RTF | FOS | OPERATING | 3 | 2011-12-01
OCS01004 | M7-0355 | SUMP PUMP, VERTICALLY COUPLED (IOZ) | Pump-Sump | MEC | RTF | FOS | OPERATING | 3 | 2011-12-01
OCS01005 | M7-0355 | SUMP PUMP, VERTICALLY COUPLED (IOZ) | Pump-Sump | MEC | RTF | FOS | OPERATING | 3 | 2011-12-01
OCS01006 | M7-0355 | SUMP PUMP, VERTICALLY COUPLED (IOZ) | Pump-Sump | MEC | RTF | FOS | OPERATING | 3 | 2011-12-02
OCS01007 | M7-0355 | SUMP PUMP, VERTICALLY COUPLED (IOZ) | Pump-Sump | MEC | RTF | FOS | OPERATING | 3 | 2011-12-02
OCS01008 | M7-0355 | SUMP PUMP, VERTICALLY COUPLED (IOZ) | Pump-Sump | MEC | RTF | FOS | OPERATING | 3 | 2011-12-02
OCS01009 | M7-0355 | SUMP PUMP, VERTICALLY COUPLED (IOZ) | Pump-Sump | MEC | RTF | FOS | OPERATING | 3 | 2011-12-02
OCS01010 | M7-0355 | SUMP PUMP, VERTICALLY COUPLED (IOZ) | Pump-Sump | MEC | RTF | FOS | OPERATING | 3 | 2011-12-02
OCS02001 | M7-0355 | TANK DEMINERALIZED WATER | Tanks-Demin H2O | WWS | RTF | FOS | OPERATING | 4 | 2014-09-17
OCS12002 | M7-0355 | BFP FEBCO 825 3" S/N C4985 | BFP | WWS | N/A | XSD | DECOMMISSIONED | 1 | 2015-12-10
OCS12002-R1 | M7-0355 | BFP FEBCO 860 3" S/N N1602091134 | BFP | WWS | PM | FOS | OPERATING | 3 | 2023-09-22
OCS12005 | M7-0355 | BFP FEBCO 825Y 1-1/2" S/N U6752 | BFP | WWS | PM | FOS | OPERATING | 3 | 2023-09-23
OCS12007-R1 | M7-0355 | BFP WATTS 007 DC 1-1/4â€, S/N 01018 | BFP | WWS | PM | FOS | OPERATING | 4 | 2023-09-23
OCS12008-R1 | M7-0355 | BFP WILKINS 950XLT2 1-1/2â€ DC S/N 3694845 | BFP | WWS | PM | FOS | OPERATING | 4 | 2023-07-28
OCS12009 | M7-0355 | BFP FEBCO 765 3/4" S/N 53089 NE WALL | BFP | WWS | N/A | XSD | DECOMMISSIONED | 3 | 2020-08-12
OCS12011 | M7-0355 | BFP FEBCO 765 3/4" S/N 53084 W WALL | BFP | WWS | N/A | XSD | DECOMMISSIONED | 3 | 2020-08-12
OCS12013 | M7-0355 | BFP FEBCO 825Y 3/4" S/N N9544 | BFP | WWS | PM | FOS | OPERATING | 4 | 2023-07-28
OCS12014 | M7-0355 | BFP FEBCO 825Y 3/4" S/N N9960 | BFP | WWS | PM | FOS | OPERATING | 4 | 2023-07-28
OCS12015 | M7-0355 | BFP FEBCO 825Y 3/4" S/N R0470 | BFP | WWS | PM | FOS | OPERATING | 3 | 2023-09-27
OCS12016 | M7-0355 | BFP FEBCO 825Y 3/4" S/N 04535 | BFP | WWS | PM | FOS | OPERATING | 3 | 2023-09-27
OCS12017 | M7-0355 | BFP FEBCO 825Y 3/4" S/N T-7815 | BFP | WWS | PM | FOS | OPERATING | 3 | 2023-10-19
OCS12018 | M7-0355 | BFP FEBCO 765 1/2" S/N 29996 | BFP | WWS | N/A | XSD | DECOMMISSIONED | 2 | 2019-01-28
OCS12019 | M7-0355 | BFP FEBCO 765 1/2" S/N 30060 | BFP | WWS | N/A | XSD | DECOMMISSIONED | 2 | 2019-01-28
OCS12020 | M7-0355 | BFP FEBCO 765 3/4" S/N 86056 | BFP | WWS | PM | FOS | OPERATING | 3 | 2023-10-19
OCS12021 | M7-0355 | BFP FEBCO 765 3/4" S/N 81697 DAYSHIFT | BFP | WWS | PM | FOS | OPERATING | 3 | 2023-10-24
OCS12024 | M7-0355 | BFP AMES 4000SS, 8"" RP, S/N 1002270211 | BFP | WWS | PM | FOS | OPERATING | 3 | 2023-12-17
OCS12025-R1 | M7-0355 | BFP FEBCO 860 8" RP, S/N N0711270949 | BFP | WWS | N/A | XSD | DECOMMISSIONED | 3 | 2014-10-29
OCS12026 | M7-0355 | BFP FEBCO 825YD 4" S/N 7777 MAIN LINE | BFP | WWS | N/A | XSD | DECOMMISSIONED | 3 | 2016-09-23
OCS12026-R1 | M7-0355 | BFP FEBCO LF860 4" S/N N1611040736 | BFP | WWS | PM | FOS | OPERATING | 4 | 2023-12-21
OCS12027 | M7-0355 | BFP FEBCO 825YD 4" S/N 7776 BYPASS LINE | BFP | WWS | N/A | XSD | DECOMMISSIONED | 2 | 2016-11-08
OCS12027-R1 | M7-0355 | BFP FEBCO LF860 4" S/N N1503030545 | BFP | WWS | PM | FOS | OPERATING | 3 | 2023-12-17
OCS12028 | M7-0355 | BFP FEBCO 805YD 6" S/N B10319 FIREX SY | BFP-Fire | WWS | PM | FOS | OPERATING | 4 | 2024-03-18
OCS12032 | M7-0355 | BFP WATTS 288A AVB 3/4" S/N 8138 IN PLUMBING CHASE | BFP | WWS | PM | FOS | OPERATING | 4 | 2024-03-19
OCS12033 | M7-0355 | BFP AVB 1" ON DISHWASHER OC708019 | BFP | WWS | N/A | XSD | DECOMMISSIONED | 1 | 2024-03-18
OCS12034 | M7-0355 | BFP FEBCO 2-1/2" 825Y REDUCED PRESSURE, S/N 17563 | BFP | WWS | N/A | XSD | DECOMMISSIONED | 1 | 2017-01-13
OCS12034-R1 | M7-0355 | BFP FEBCO 2-1/2" LF860 RP S/N N1701200139 | BFP | WWS | PM | FOS | OPERATING | 4 | 2024-03-12
OCS12035 | M7-0355 | BFP FEBCO 2-1/2" 825Y REDUCED PRESSURE, S/N 17557 | BFP | WWS | PM | FOS | OPERATING | 4 | 2023-08-23
OCS12036-R1 | M7-0355 | BFP FEBCO 825Y 3/4" RPZ | BFP | WWS | PM | FOS | OPERATING | 4 | 2023-07-28
OCS12037 | M7-0355 | BFP, WATTS 909-QT 3/4" S/N 469630 FOR CHWS SYSTEM | BFP | WWS | PM | FOS | OPERATING | 4 | 2023-09-23
OCS12038 | M7-0355 | BFP WATTS 3/4" RPZ MOD 009-M3, S/N 86646 | BFP | WWS | PM | FOS | OPERATING | 4 | 2023-09-23
OCS12039 | M7-0355 | BFP WATTS 909-M1 8" RP, S/N 627557 | BFP | WWS | PM | FOS | OPERATING | 4 | 2023-11-06
OCS12040 | M7-0355 | BFP 1-1/2" RPZ FEBCO 825Y, S/N A216637 | BFP | WWS | PM | FOS | OPERATING | 3 | 2023-12-15
OCT01001 | M7-0355 | FUEL TANK, 500 GAL, DIESEL, WEST TANK | Tanks-Fuel | ELV | N/A | XSD | DECOMMISSIONED | 4 | 2022-11-26
OCU01001 | M7-0355 | UPS-163, 2.2 KVA APC | UPS-Self Contained Small | ELV | PM | FOS | OPERATING | 4 | 2022-11-30
OCU01016 | M7-0355 | UPS-120,Â 9315-80, 65KVA, 480VAC In, 208VAC Out, O&C | UPS-Self Contained | ELV | PM | FOS | OPERATING | 4 | 2023-12-11
OCU03001 | M7-0355 | UPS-121,Â BP-III, 65KVA, 480VAC In, 208VAC Out, (IOZ) | UPS-Self Contained | ELV | N/A | XSD | DECOMMISSIONED | 5 | 2021-08-05
OCU03002 | M7-0355 | UPS-122,Â BP-III, 65KVA, 480VAC In, 208VAC Out, (IOZ) | UPS-Self Contained | ELV | N/A | XSD | DECOMMISSIONED | 4 | 2021-03-26
OCU03003 | M7-0355 | UPS-123,Â BP-III, 65KVA, 480VAC In, 208VAC Out (IOZ) | UPS-Self Contained | ELV | N/A | XSD | DECOMMISSIONED | 4 | 2021-03-19
OCU03004 | M7-0355 | UPS-124,BP-III, 65KVA, 52KW, 480VAC In, 208VAC Out (IOZ) | UPS-Self Contained | ELV | N/A | XSD | DECOMMISSIONED | 3 | 2019-10-02
OCU03005 | M7-0355 | UPS-125,Â BP-III, 65KVA, 480VAC In, 208VAC Out, (IOZ) | UPS-Self Contained | ELV | N/A | XSD | DECOMMISSIONED | 4 | 2020-08-10
OCU04001 | M7-0355 | UPS-126, CHLORIDE, 50 KVA (IOZ) | UPS-Self Contained | ELV | PM | FOS | OPERATING | 4 | 2024-02-07
OD2ELITE | J7-0132 | LIGHTS, EMERGENCY & EXIT, J7-0132 | Emer-Exit Lights Self Testing | ELV | PM | FOS | OPERATING | 4 | 2017-10-11
OD2ELITE2 | J7-0132A | LIGHTS, EMERGENCY & EXIT, J7-0132A | Emer-Exit Lights Self Testing | ELV | PM | FOS | OPERATING | 5 | 2017-10-11
OD501002 | J7-0132 | ROOF, OPERATIONS SUPPORT BLDG B-1, BUR, 900 SF | Roof-BUR | STR | PM | FOS | OPERATING | 2 | 2022-10-20
OD501002A | J7-0132A | ROOF, LOX OFFICE BLDG, SINGLE-PLY, 1519 SF | Roof-Single Ply | STR | PM | FOS | OPERATING | 2 | 2021-08-30
ODA17001 | J7-0132A | A/C, LOX ENG BLDG, J7-0132A (480v service disconnects on air handler and cond.) | AHU-DX-LT5T | HVC | N/A | XSD | DECOMMISSIONED | 5 | 2022-02-23
ODACACP001 | J7-0132 | Air Compressor, Reciprocating, Quincy Model QT5 | Compressors-Air-Reciprocating | HVC | PM | FOS | OPERATING | 4 | 2024-03-08
ODAIAAX001 | J7-0132 | AC-1, LOX Support Bldg, J7-0132 (208V Service disconnect mounted on wall) | AHU-DX-Package-LT5T | HVC | PM | FOS | OPERATING | 3 | 2024-03-01
ODAIAAX002 | J7-0132A | A/C, LOX ENG BLDG, J7-0132A | AHU-DX-LT5T | HVC | PM | FOS | OPERATING | 3 | 2024-04-30
ODAIACU001 | J7-0132A | Condensing Unit CU-1, 3 Ton, Local Service Disconnect | Condensing Unit | HVC | N/A | XSD | DECOMMISSIONED | 4 | 2022-02-13
ODAIACU002 | J7-0132A | Condensing Unit CU-2, 3 Ton, Local Service Disconnect | Condensing Unit | HVC | N/A | XSD | DECOMMISSIONED | 1 | 2019-06-26
ODAIACU002-R1 | J7-0132A | Condensing Unit CU-1, 208 VAC Local Service Disconnect | Condensing Unit | HVC | PM | FOS | OPERATING | 3 | 2024-04-30
ODE90001 | J7-0132A | GROUNDING SYSTEM FACILITY | Grounding-Ord | ELV | PM | FOS | OPERATING | 4 | 2023-05-09
ODFFACP001 | J7-0132A | FACP, SIMPLEX 4020 | FACP | PSY | PM | FOS | OPERATING | 3 | 2024-02-28
ODFFART001 | J7-0132A | CENTRAL RADIO MONITORING SYSTEM (CRMS) TRANSCEIVER | CRMS | PSY | PM | FOS | OPERATING | 3 | 2024-02-05
ODFKPAB834 | M7-0355 | AUX BOX | Controls | PSY | PM | FOS | OPERATING | 4 | 2023-12-30
ODFSYWS001 | J7-0132A | WET PIPE SPRINKLER 4'' w/GN2 | Wet Pipe | PSY | PM | FOS | OPERATING | 4 | 2024-04-09
ODMS-ARF/ASTF | L7-0251 | ODMS, GASPROTECH SERIES 2100 | ODMS | ELV | PM | FOS | OPERATING | 4 | 2023-10-17
ODMS-ARF/TVC1 | L6-0247 | ODMS, GASPROTECH SERIES 2100 | ODMS | ELV | PM | FOS | OPERATING | 4 | 2023-10-16
ODMS-ARF/TVC2 | L6-0247 | ODMS, GASPROTECH SERIES 2100 | ODMS | ELV | PM | FOS | OPERATING | 4 | 2023-10-16
ODMS-CIF/GASLAB | M6-0342 | O2 Analyzer, CIF Gas Lab, Room 144 | ODMS | ELV | N/A | XSD | DECOMMISSIONED | 4 | 2013-08-07
ODMS-MLP2/1B | MLP-2 | O2 Analyzer, MLP-2 Compartment 1B | ODMS | ELV | N/A | NAB | ABANDONED | 4 | 2011-10-31
ODMS-MLP2/2A | MLP-2 | O2 Analyzer, MLP-2 Compartment 2A | ODMS | ELV | N/A | NAB | ABANDONED | 4 | 2011-11-14
ODMS-MLP2/2B | MLP-2 | O2 Analyzer, MLP-2 Compartment 2B | ODMS | ELV | N/A | NAB | ABANDONED | 4 | 2011-11-14
ODMS-MLP2/33B | MLP-2 | O2 Analyzer, MLP-2 Compartment 33B | ODMS | ELV | N/A | NAB | ABANDONED | 4 | 2011-10-27
ODMS-MLP2/40AB | MLP-2 | O2 Analyzer, MLP-2 Compartment 40AB | ODMS | ELV | N/A | NAB | ABANDONED | 4 | 2011-11-15
ODMS-MLP2/43B | MLP-2 | O2 Analyzer, MLP-2 Compartment 43B | ODMS | ELV | N/A | NAB | ABANDONED | 4 | 2011-11-01
ODMS-MLP2/44B | MLP-2 | O2 Analyzer, MLP-2 Compartment 44B | ODMS | ELV | N/A | NAB | ABANDONED | 4 | 2011-11-03
ODMS-MLP2/45AB | MLP-2 | O2 Analyzer, MLP-2 Compartment 45AB | ODMS | ELV | N/A | NAB | ABANDONED | 4 | 2011-11-04
ODMS-MLP2/LH2 | MLP-2 | O2 Analyzer, MLP-2 Compartment LH2 TSM | ODMS | ELV | N/A | NAB | ABANDONED | 4 | 2011-11-11
ODMS-MLP2/LO2 | MLP-2 | O2 Analyzer, MLP-2 Compartment LO2 TSM | ODMS | ELV | N/A | NAB | ABANDONED | 4 | 2011-11-04
ODMS-MLP3/1B | MLP-3 | O2 Analyzer, MLP-3 Compartment 1B | ODMS | ELV | N/A | NAB | ABANDONED | 4 | 2012-07-09
ODMS-MLP3/2A | MLP-3 | O2 Analyzer, MLP-3 Compartment 2A | ODMS | ELV | N/A | NAB | ABANDONED | 4 | 2012-07-06
ODMS-MLP3/2B | MLP-3 | O2 Analyzer, MLP-3 Compartment 2B | ODMS | ELV | N/A | NAB | ABANDONED | 4 | 2012-07-06
ODMS-MLP3/33B | MLP-3 | O2 Analyzer, MLP-3 Compartment 33B | ODMS | ELV | N/A | NAB | ABANDONED | 4 | 2012-07-09
ODMS-MLP3/34B | MLP-3 | O2 Analyzer, MLP-3 Compartment 34B | ODMS | ELV | N/A | NAB | ABANDONED | 4 | 2012-07-10
ODMS-MLP3/40AB | MLP-3 | O2 Analyzer, MLP-3 Compartment 40AB | ODMS | ELV | N/A | NAB | ABANDONED | 4 | 2012-07-12
ODMS-MLP3/43B | MLP-3 | O2 Analyzer, MLP-3 Compartment 43B | ODMS | ELV | N/A | NAB | ABANDONED | 4 | 2012-07-11
ODMS-MLP3/44B | MLP-3 | O2 Analyzer, MLP-3 Compartment 44B | ODMS | ELV | N/A | NAB | ABANDONED | 4 | 2012-07-11
ODMS-MLP3/45AB | MLP-3 | O2 Analyzer, MLP-3 Compartment 45AB | ODMS | ELV | N/A | NAB | ABANDONED | 4 | 2012-07-10
ODMS-MLP3/LH2 | MLP-3 | O2 Analyzer, MLP-3 Compartment LH2 TSM | ODMS | ELV | N/A | NAB | ABANDONED | 4 | 2012-07-13
ODMS-MLP3/LO2 | MLP-3 | O2 Analyzer, MLP-3 Compartment LO2 TSM | ODMS | ELV | N/A | NAB | ABANDONED | 4 | 2012-07-13
ODMS-PADA/ECLSS | J8-1708 | O2 Analyzer, Pad-A ECLSS | ODMS | ELV | N/A | NIC | NOT_IN_CONTRACT | 4 | 2013-10-23
ODMS-PADA/ECS | J8-1708 | O2 Analyzer, Pad-A ECS | ODMS | ELV | N/A | NIC | NOT_IN_CONTRACT | 4 | 2013-10-23
ODS01001 | J7-0132 | DOMESTIC TREATMENT PLANT #6 | Sewage Treatment | WWS | RTF | FOS | OPERATING | 2 | 2016-02-09
OE2ELITE | J7-0243 | LIGHTS, EMERGENCY & EXIT, J7-0243 | Emer-Exit Lights Self Testing | ELV | PM | FOS | OPERATING | 5 | 2017-10-09
OE2ELITE2 | J7-0243B | LIGHTS, EMERGENCY & EXIT, J7-0243B | Emer-Exit Lights Self Testing | ELV | PM | FOS | OPERATING | 5 | 2017-10-09
OE501002 | J7-0243 | ROOF, OPS SUP BLDG B-2, BUR, 1225 SF | Roof-BUR | STR | N/A | XSD | DECOMMISSIONED | 2 | 2017-11-07
OE501002B | J7-0243B | ROOF, LH2 OFFICE BLDG, SINGLE-PLY, 1500 SF | Roof-Single Ply | STR | PM | FOS | OPERATING | 2 | 2021-09-08
OE501002-R1 | J7-0243 | ROOF, OPS SUP BLDG B-2, BUR, 1225 SF | Roof-BUR | STR | PM | FOS | OPERATING | 4 | 2022-08-09
OEA17001 | J7-0243B | A/C, LH2 ENG BLDG, J7-0243B (480v service disconnects on air handler and cond.) | AHU-DX | HVC | N/A | XSD | DECOMMISSIONED | 2 | 2019-11-21
OEACACP001 | J7-0243 | Air Compressor, Reciprocating, Quincy Model QT5 | Compressors-Air-Reciprocating | HVC | PM | FOS | OPERATING | 1 | 2024-03-08
OEAIAAX001 | J7-0243B | A/C, LH2 ENG BLDG, J7-0243B | AHU-DX | HVC | PM | FOS | OPERATING | 4 | 2024-04-29
OEAIACU001 | J7-0243B | Condensing Unit #1, 230 VAC, R22 | Condensing Unit | HVC | N/A | XSD | DECOMMISSIONED | 1 | 2019-06-26
OEAIACU001-R1 | J7-0243B | Condensing Unit CU-1, 208 VAC | Condensing Unit | HVC | PM | FOS | OPERATING | 4 | 2024-04-03
OEAIACU002 | J7-0243B | Condensing Unit #2, 230 VAC, R22 | Condensing Unit | HVC | N/A | XSD | DECOMMISSIONED | 1 | 2019-06-26
OEAIAUA001 | J7-0243 | A/C, LH2 SUP BLDG NO. 2 (480v Service Disc. located on air handler and cond.) | AHU-DX-Package-LT5T | HVC | N/A | XSD | DECOMMISSIONED | 4 | 2019-02-26
OEAIAUA002 | J7-0243 | A/C, LH2 SUP BLDG NO. 2 (480v Service Disc. located on air handler and cond.) | AHU-DX-Package-LT5T | HVC | PM | FOS | OPERATING | 2 | 2024-02-27
OEE90001 | J7-0243B | GROUNDING SYSTEM FACILITY | Grounding-Ord | ELV | PM | FOS | OPERATING | 4 | 2024-04-01
OEFFACP001 | J7-0243B | FACP, SIMPLEX 4002 | FACP | PSY | PM | FOS | OPERATING | 3 | 2024-02-12
OEFFART001 | J7-0243B | CENTRAL RADIO MONITORING SYSTEM (CRMS) TRANSCEIVER | CRMS | PSY | PM | FOS | OPERATING | 3 | 2024-02-12
OEFSYWS001 | J7-0243B | WET PIPE SPRINKLER 4'' w/GN2 | Wet Pipe | PSY | PM | FOS | OPERATING | 3 | 2024-03-19
OES01001 | J7-0243 | DOMESTIC TREATMENT PLANT #7 | Sewage Treatment | WWS | RTF | FOS | OPERATING | 3 | 2011-05-12
OF501002 | K7-0255 | ROOF, MAG #1 (ORD STOR), BUR, 2500 SF | Roof-BUR | STR | PM | FOS | OPERATING | 3 | 2023-12-18
OG501002 | K7-0306 | ROOF, MAG #2 (ORD STOR), BUR, 2500 SF | Roof-BUR | STR | PM | FOS | OPERATING | 3 | 2023-12-18
OH501002 | K7-0356 | ROOF, MAG #3 (ORD STOR), BUR, 2500 SF | Roof-BUR | STR | PM | FOS | OPERATING | 3 | 2023-12-18
OL102001 | M7-1417 | FAN EXHAUST GREENHECK SN 42826 BELT A62, AC6 KEY N | Fan-Exhaust-LT100HP | MEC | N/A | XSD | DECOMMISSIONED | 3 | 2010-07-16
OL205001 | M7-1417 | LIGHTNING PROTECTION | Lightning Prot-ORD | ELV | N/A | XSD | DECOMMISSIONED | 4 | 2012-08-21
OL501002 | M7-1417 | ROOF, ORD LAB #2 1600 SF | Roof-BUR | STR | N/A | XSD | DECOMMISSIONED | 1 | 2013-04-18
OL801002 | M7-1417 | Air Compressor, 5 HP, Quincy | Compressors-Air-Reciprocating | HVC | N/A | XSD | DECOMMISSIONED | 4 | 2013-02-20
OLA07001 | M7-1417 | Air Handling Unit, AHU-1 (208/230 VAC, Local Service Disconnect, West Wall) | AHU-DX-5T_30T | HVC | N/A | XSD | DECOMMISSIONED | 4 | 2012-08-13
OLE01001 | M6-0996 | SS 191 225KVA 13.2KV-480/277V OIL TYPE ESCO | Transformers-Oil-MV | EHV | N/A | XSD | DECOMMISSIONED | 1 | 2016-02-17
OLE91001 | M7-1417 | GROUNDING CONDUCTIVE FLOOR | Grounding-Floor | ELV | N/A | XSD | DECOMMISSIONED | 4 | 2013-03-15
OLF41001 | M7-1417 | FACP, SIMPLEX 4002 | FACP | PSY | N/A | XSD | DECOMMISSIONED | 3 | 2012-09-26
OLFH1165 | M7-1417 | HYDRANT, FIRE | Hydrant | WWS | N/A | XSD | DECOMMISSIONED | 4 | 2014-10-29
OLFH1230 | M7-1417 | HYDRANT, FIRE | Hydrant | WWS | N/A | XSD | DECOMMISSIONED | 4 | 2014-10-28
OLS12001 | M7-1417 | BFP FEBCO 825Y 3/4" S/N 51544 | BFP | WWS | N/A | XSD | DECOMMISSIONED | 3 | 2013-02-26
OM2ELITE | K7-0506 | LIGHTS, EMERGENCY & EXIT, K7-0506 | Emer-Exit Lights Self Testing | ELV | PM | FOS | OPERATING | 4 | 2017-08-24
OM501002 | K7-0506 | ROOF, ORDNANCE LAB #1 , BUR, 2700 SF | Roof-BUR | STR | PM | FOS | OPERATING | 3 | 2023-12-19
OMA01003 | K7-0506 | Air Handing Unit | AHU-DX-5T_30T | HVC | N/A | XSD | DECOMMISSIONED | 2 | 2019-07-25
OMA01003-R1 | K7-0506 | Air Handling Unit | AHU-DX-Package-5T_30T | HVC | PM | FOS | OPERATING | 3 | 2023-12-20
OME01001 | K7-0506 | SS 825 300KVA 13.8KV/480V PDMT | Transformers-Oil-MV | EHV | PT | FOS | OPERATING | 4 | 2024-03-20
OME90001 | K7-0506 | GROUNDING/LIGHTNING PROTECTION SYSTEM | Lightning Prot-ORD | ELV | PMHL | FOS | OPERATING | 4 | 2011-02-12
OMF41001 | K7-0506 | FACP, SIMPLEX 4002 | FACP | PSY | N/A | XSD | DECOMMISSIONED | 4 | 2015-05-29
OMFFACPN14 | K7-0506 | FACP, SIMPLEX 4100ES | FACP | PSY | PM | FOS | OPERATING | 3 | 2024-01-26
OMFH1120 | K7-0506 | HYDRANT, FIRE, MUELLER 5-1/4" 1964 | Hydrant | WWS | N/A | XSD | DECOMMISSIONED | 4 | 2017-11-07
OMFH1120-R1 | K7-0506 | Hydrant, FIRE, AMERICAN DARLING, 2012 | Hydrant | WWS | PM | FOS | OPERATING | 4 | 2023-10-03
OO308001 | K7-0418 | FILTER, WATER, CUNO ON ICE MACHINE OO902001 | Filters-Water | WWS | PMHL | FOS | OPERATING | 4 | 2015-04-27
OO501002 | K7-0416 | ROOF, OPS BLDG #1, BUR, 3200 SF | Roof-BUR | STR | N/A | XSD | DECOMMISSIONED | 4 | 2018-03-13
OO501002-R1 | K7-0416 | ROOF, OPS BLDG #1, BUR, 3200 SF | Roof-BUR | STR | PM | FOS | OPERATING | 4 | 2023-06-19
OO902001 | K7-0418 | ICE MACHINE, CUBE, MANITOWOC S/N 82033047 | Refrigeration-Ice Machine-Cube | HVC | N/A | XSD | DECOMMISSIONED | 2 | 2017-12-18
OO902001-R1 | K7-0418 | ICE MACHINE, CUBE, MANITOWOC | Refrigeration-Ice Machine-Cube | HVC | PM | FOS | OPERATING | 3 | 2024-03-21
OOA01004 | K7-0416 | CONDENSING UNIT | AHU-DX-Condenser | HVC | PM | FOS | OPERATING | 2 | 2018-06-29
OOAIAAX001 | K7-0416 | AIR HANDLER, DX | AHU-DX-5T_30T | HVC | PM | FOS | OPERATING | 2 | 2018-06-29
OOARWIM001 | K7-0416 | ICE MACHINE, CUBE, SCOTSMAN | Refrigeration-Ice Machine-Cube | HVC | N/A | XSD | DECOMMISSIONED | 4 | 2020-08-27
OOARWIM001-R1 | K7-0416 | ICE MACHINE, CUBE, MANITOWOC, S/N 1120635961 | Refrigeration-Ice Machine-Cube | HVC | PM | FOS | OPERATING | 4 | 2024-02-15
OOE90001 | K7-0416 | GROUNDING SYSTEM FACILITY | Grounding | ELV | PM | FOS | OPERATING | 4 | 2021-04-14
OOFFACP001 | K7-0416 | FACP, SIMPLEX 4005 | FACP | PSY | PM | FOS | OPERATING | 3 | 2023-06-26
OOFH1120 | K7-0416 | HYDRANT, FIRE, M & H 5-1/4" 1966 | Hydrant | WWS | N/A | XSD | DECOMMISSIONED | 4 | 2017-11-01
OOFH1120-R1 | K7-0416 | Hydrant, FIRE, AMERICAN DARLING, 2013 | Hydrant | WWS | PM | FOS | OPERATING | 4 | 2023-11-16
OOFH1310 | K7-0418 | Hydrant, FIRE, AMERICAN DARLING, 2012 | Hydrant | WWS | PM | FOS | OPERATING | 4 | 2023-08-25
OOFPASN101 | K7-0418B | TORNADO WARNING SIREN USNG 17R NM 3538 6271 | TAWS | PSY | PM | FOS | OPERATING | 3 | 2022-01-03
OOS12001 | K7-0416 | BFP WATTS 909 2-1/2" RP, S/N 122999 | BFP | WWS | PM | FOS | OPERATING | 3 | 2023-11-14
OP2ELITE | K6-1996 | LIGHTS, EMERGENCY & EXIT, K6-1996 & K6-1996D & K6-1996H | Emer-Exit Lights Self Testing | ELV | N/A | XSD | DECOMMISSIONED | 3 | 2017-07-07
OP301003 | K6-1996 | EYEWASH, SPEAKMAN | Shwr-Eyewash | WWS | N/A | XSD | DECOMMISSIONED | 4 | 2015-03-18
OP301004 | K6-1996 | SAFETY SHOWER / EYEWASH, HAWS | Shwr-Eyewash | WWS | N/A | XSD | DECOMMISSIONED | 3 | 2018-04-12
OP301009 | K6-1996M | SAFETY SHOWER / EYEWASH, HAWS | Shwr-Eyewash | WWS | N/A | XSD | DECOMMISSIONED | 4 | 2016-01-14
OP501002 | K6-1996 | ROOF, OPERATIONAL SPARES BUILDING, 12924 SQ FT | Roof-Metal | STR | PM/TS | NOS | MOTHBALLED | 3 | 2018-07-09
OP501003 | K6-1997 | ROOF, ASTRONAUT VAN GARAGE, METAL, 450 SF | Roof-Metal | STR | RTF | FOS | OPERATING | 3 | 2012-05-22
OPA01001-D | K6-1996 | A/C Unit, Package, A/C-1, 20 Ton (480 VAC, Local Service Disconnect) | AHU-DX-Package-LT5T | HVC | N/A | XSD | DECOMMISSIONED | 2 | 2016-06-20
OPA02003 | K6-1996H | Condensing Unit, CU-1 (480 VAC, Local Service Disconnect) | Condensing Unit | HVC | N/A | XSD | DECOMMISSIONED | 2 | 2016-05-02
OPA02004 | K6-1996H | Condensing Unit, CU-2 (480 VAC, Local Service Disconnect) | Condensing Unit | HVC | N/A | XSD | DECOMMISSIONED | 2 | 2016-05-02
OPA07001 | K6-1996H | Air Handling Unit, AHU-1 (480 VAC, Room 107, Panel LP, Ckt 4) | AHU-DX-5T_30T | HVC | N/A | XSD | DECOMMISSIONED | 1 | 2016-05-02
OPA07002 | K6-1996H | Air Handling Unit, AHU-2 (480 VAC, Room 107, Panel LP, Ckt 10) | AHU-DX-5T_30T | HVC | N/A | XSD | DECOMMISSIONED | 2 | 2016-05-02
OPAIAAX001 | K6-1996H | Air Handling Unit, AHU-1 (480 VAC, Room 107, Panel LP, Ckt 4) | AHU-DX-5T_30T | HVC | PM | FOS | OPERATING | 3 | 2024-04-18
OPAIAAX002 | K6-1996H | Air Handling Unit, AHU-2 (480 VAC, Room 107, Panel LP, Ckt 10) | AHU-DX-5T_30T | HVC | PM | FOS | OPERATING | 3 | 2024-04-18
OPAIACU001 | K6-1996H | Condensing Unit, CU-1 (480 VAC, Local Service Disconnect) | Condensing Unit | HVC | PM | FOS | OPERATING | 3 | 2023-12-06
OPAIACU002 | K6-1996H | Condensing Unit, CU-2 (480 VAC, Local Service Disconnect) | Condensing Unit | HVC | PM | FOS | OPERATING | 3 | 2023-12-06
OPARWIM001 | K6-1996 | Ice Machine, Cube, Manitowoc, S/N 30421855 | Refrigeration-Ice Machine-Cube | HVC | N/A | XSD | DECOMMISSIONED | 4 | 2017-09-22
OPE02001 | K6-1896 | SS 1103 13.8KV PRI PAD MTD | Transformers-Oil-MV | EHV | PT | FOS | OPERATING | 1 | 2023-10-27
OPE90001 | K6-1996 | GROUNDING SYSTEM FACILITY | Grounding | ELV | N/A | XSD | DECOMMISSIONED | 4 | 2015-11-19
OPFFART001 | K6-1996H | CENTRAL RADIO MONITORING SYSTEM (CRMS) TRANSCEIVER | CRMS | PSY | PM | FOS | OPERATING | 3 | 2023-08-06
OPFH1315 | K6-1995 | HYDRANT, FIRE | Hydrant | WWS | PM | FOS | OPERATING | 4 | 2023-08-21
OPFP4002 | K6-1996H | FACP, SIMPLEX 4002 | FACP | PSY | PM | FOS | OPERATING | 3 | 2023-08-28
OPFPASN102 | K6-1996W | TORNADO WARNING SIREN USNG 17R NM 3390 6051 | TAWS | PSY | PM | FOS | OPERATING | 2 | 2020-05-28
OPFS4002 | K6-1996 | FACP, SIMPLEX 4002 | FACP | PSY | N/A | XSD | DECOMMISSIONED | 3 | 2016-01-11
OPS12002 | K6-1996 | BFP FEBCO 825Y RP 3/4" S/N S1310 RM-103 | BFP | WWS | N/A | XSD | DECOMMISSIONED | 3 | 2016-10-11
OPS12005 | K6-1996H | BFP CONBRACO RPZ 1 1/2" LOWER UNIT | BFP | WWS | N/A | XSD | DECOMMISSIONED | 3 | 2018-09-12
OPS12006 | K6-1996H | BFP CONBRACO RPZ 1 1/2" UPPER UNIT | BFP | WWS | N/A | XSD | DECOMMISSIONED | 3 | 2018-09-12
OPS12007 | UK-0031 | BFP WATTS RPZ 3/4" S/N 165927 M/N 909 | BFP | WWS | N/A | XSD | DECOMMISSIONED | 2 | 2018-07-13
OPS12007-R1 | UK-0031 | BFP WATTS RPZ 3/4" S/N 26577 M/N 919 | BFP | WWS | PM | FOS | OPERATING | 4 | 2023-06-26
OQ101001 | K6-1844 | EXHAUST FANAUST RESTROOM AMMERMAN | Fan-Hood | HVC | RTF | FOS | OPERATING | 4 | 2011-05-02
OQ301001-R1 | K6-1844 | EYEWASH, WESTERN | Shwr-Eyewash | WWS | PM | FOS | OPERATING | 3 | 2024-05-06
OQ301003 | M7-1104 | EYEWASH STATION, FENDALL PURE FLOW 1000 | Shwr-Eyewash-Portable-Gravity | WWS | RTF | FOS | OPERATING | 4 | 2011-04-13
OQ601002 | K6-1844E | DOOR, ROLLUP, MECH., CORNELL, 3 HR. FIRE RATING , 1048 | Doors-Fire | MEC | PM | FOS | OPERATING | 4 | 2023-05-24
OQ601003 | K6-1844E | DOOR, ROLLUP, MECH., CORNELL, 3 HR. FIRE RATING , 1050 | Doors-Fire | MEC | PM | FOS | OPERATING | 4 | 2023-05-24
OQACA210 | K6-1844B | AIR COMPRESSOR, QUINCY SCREW (90-Gal Lube Oil Reservoir) | Compressors-Air-Screw | HVC | PM/TS | NAB | ABANDONED | 3 | 2018-03-27
OQACAAD001-R1 | K6-1844E | AIR DRYER, REFRIGERATED | Refrigeration-Air Dryer | HVC | N/A | XSD | DECOMMISSIONED | 1 | 2020-04-22
OQACAAD001-R2 | K6-1844E | AIR DRYER, REFRIGERATED | Refrigeration-Air Dryer | HVC | PM | FOS | OPERATING | 3 | 2024-05-14
OQAIAAX001 | K6-1844D | AIR HANDLER, DX | AHU-DX-LT5T | HVC | PM | FOS | OPERATING | 3 | 2024-05-14
OQAIACU001 | K6-1844D | CONDENSING UNIT, HEAT PUMP | AHU-DX-Condenser | HVC | PM | FOS | OPERATING | 3 | 2024-05-14
OQCACP001 | K6-1844E | AIR COMPRESSOR, QUINCY S/N 814011 | Compressors-Air-Reciprocating | HVC | N/A | XSD | DECOMMISSIONED | 3 | 2017-05-12
OQCACP001-R1 | K6-1844E | AIR COMPRESSOR, SCHULZ | Compressors-Air-Reciprocating | HVC | PM | FOS | OPERATING | 4 | 2024-01-22
OQE02001 | K6-1844B | SS 1126 500KVA 13.8KV/480V PDMT | Transformers-Oil-MV | EHV | PT | FOS | OPERATING | 4 | 2024-03-20
OQE90001 | K6-1844 | GROUNDING SYSTEM FACILITY | Lightning-Grounding | ELV | PMHL | FOS | OPERATING | 4 | 2015-11-19
OQFFACP001 | K6-1844D | FACP, SIMPLEX 4005 | FACP | PSY | PM | FOS | OPERATING | 3 | 2023-06-04
OQFFART001 | K6-1844D | CENTRAL RADIO MONITORING SYSTEM (CRMS) TRANSCEIVER | CRMS | PSY | PM | FOS | OPERATING | 3 | 2023-06-04
OQFH1090 | K6-1844D | HYDRANT, FIRE MUELLER 5-1/4" 2010 | Hydrant | WWS | PM | FOS | OPERATING | 4 | 2024-03-19
OQFSYDS001 | K6-1844D | DRY PIPE SPRINKLER SYSTEM w/GN2 | Dry Pipe | PSY | PM | FOS | OPERATING | 3 | 2024-05-13
OQS12002 | K6-1844 | BFP, 2" WATTS RP 919QT S/N 15338 | BFP | WWS | PM | FOS | OPERATING | 3 | 2024-03-21
OQS12004 | K6-1844D | BFP, 6" WATTS 774 DCDA S/N 1136860510 | BFP-Fire | WWS | PM | FOS | OPERATING | 4 | 2024-03-13
OS101002 | M7-1472 | AHU (P) | AHU-CHW-5T_30T | HVC | N/A | XSD | DECOMMISSIONED | 3 | 2019-02-12
OS103002 | M7-1472 | AIR COOLED WATER CHILLER | Chiller-Package | HVC | N/A | XSD | DECOMMISSIONED | 2 | 2019-03-26
OS107001 | M7-1472 | CHILLED WATER PUMP #1 | Pump-Pad Mount-(CHW/CW)-GT10HP | HVC | PM | FOS | OPERATING | 3 | 2023-11-17
OS107002 | M7-1472 | CHILLED WATER PUMP #2 | Pump-Pad Mount-(CHW/CW)-GT10HP | HVC | PM | FOS | OPERATING | 3 | 2023-11-17
OS110001 | M7-1472 | HUMIDIFIER | Humidifier | HVC | N/A | XSD | DECOMMISSIONED | 4 | 2017-02-07
OS204001 | M7-1472 | LIGHTNING PROTECTION | Lightning-Grounding | ELV | PM | FOS | OPERATING | 4 | 2023-02-01
OS2ELITE | M7-1472 | LIGHTS, EMERGENCY & EXIT, M7-1472 | Emer-Exit Lights Self Testing | ELV | PM | FOS | OPERATING | 4 | 2024-03-07
OS501002-R1 | M7-1472 | ROOF, ORD STORAGE, BUR, 4200 SF | Roof-BUR | STR | PM | FOS | OPERATING | 3 | 2023-10-05
OS801001 | M7-1470 | ANTENNA ARRAY, 12 METER, #1 | Tower | SPE | PM/TS | NAB | ABANDONED | 3 | 2015-04-02
OS801002 | M7-1472 | COMPRESSOR AIR | Compressors-Air-Reciprocating | HVC | PM/TS | NOS | DECOMMISSIONED | 1 | 2017-09-19
OS802001 | M7-1470 | ANTENNA ARRAY, 12 METER, #2 | Tower | SPE | PM/TS | NAB | ABANDONED | 4 | 2015-04-09
OS803001 | M7-1470 | ANTENNA ARRAY, 12 METER, #3 | Tower | SPE | PM/TS | NAB | ABANDONED | 4 | 2015-04-01
OSA03001 | M7-1472 | FAN EMERGENCY EXHAUST | Fan-Hood | HVC | RTF | FOS | OPERATING | 2 | 2011-02-09
OSAIAAH001 | M7-1472 | AHU 1, Trane S/N H19J41739 | AHU-CHW-5T_30T | HVC | PM | FOS | OPERATING | 4 | 2024-02-27
OSAIAAX001 | M7-1470 | AIR HANDLER, DX | AHU-DX-LT5T | HVC | PM/TS | NAB | ABANDONED | 3 | 2015-06-11
OSAIAAX002 | M7-1470 | AIR HANDLER, DX | AHU-DX-LT5T | HVC | PM/TS | NAB | ABANDONED | 3 | 2015-06-11
OSAIAAX003 | M7-1470 | AIR HANDLER, DX | AHU-DX-LT5T | HVC | PM/TS | NAB | ABANDONED | 3 | 2015-06-11
OSAIACH001 | M7-1472 | AIR COOLED WATER CHILLER | Chiller-Package | HVC | PM | FOS | OPERATING | 3 | 2024-02-13
OSAIACU001 | M7-1470 | CONDENSING UNIT | AHU-DX-Condenser | HVC | PM/TS | NAB | ABANDONED | 4 | 2015-02-20
OSAIACU002 | M7-1470 | CONDENSING UNIT | AHU-DX-Condenser | HVC | PM/TS | NAB | ABANDONED | 4 | 2015-02-20
OSAIACU003 | M7-1470 | CONDENSING UNIT | AHU-DX-Condenser | HVC | PM/TS | NAB | ABANDONED | 4 | 2015-02-20
OSAIAHF001 | M7-1472 | Humidifier | Humidifier | HVC | PM | FOS | OPERATING | 4 | 2023-11-21
OSE01003 | M7-1472 | MOTOR CONTROL CENTER AP 480V | MCC | ELV | PM | FOS | OPERATING | 3 | 2022-10-28
OSE11001 | M7-1472 | SS 181 150KVA 13.2KV-208/120V 3PH 4W COOPER PDMT | Transformers-Oil-MV | EHV | PM/PT | FOS | OPERATING | 4 | 2024-01-31
OSF41001 | M7-1472 | FACP, SIMPLEX 4002 | FACP | PSY | N/A | XSD | DECOMMISSIONED | 3 | 2021-02-11
OSFFACP001 | M7-1472 | M7-1472 FACP, SIMPLEX 4100ES | FACP | PSY | PM | FOS | OPERATING | 3 | 2024-01-10
OSFFART001 | M7-1472 | CENTRAL RADIO MONITORING SYSTEM (CRMS) TRANSCEIVER | CRMS | PSY | PM | FOS | OPERATING | 4 | 2023-12-21
OSFH1165 | M7-1472 | HYDRANT, FIRE | Hydrant | WWS | PM | FOS | OPERATING | 4 | 2023-11-03
OSFH1250 | M7-1472 | HYDRANT, FIRE | Hydrant | WWS | PM | FOS | OPERATING | 4 | 2023-11-03
OSFKPCP098 | M7-1472 | INTELLIGENT SYSTEM CONTROLLER #98 | ESS | PSY | PM | FOS | OPERATING | 3 | 2024-01-09
OSFKPDP981 | M7-1472 | DOOR PORTAL | Door Portal | PSY | PM | FOS | OPERATING | 3 | 2023-12-21
OSFKPFO981 | M7-1472 | FIBER OPTIC INTRUSION DETECTION | ESS | PSY | PM | FOS | OPERATING | 3 | 2024-01-11
OSS12001 | M7-1472 | BFP, FEBCO 3/4" RPZ, S/N HO4433 | BFP | WWS | PM | FOS | OPERATING | 3 | 2023-11-09
OT201001 | K7-0412 | LIGHTNING PROTECTION | Lightning Prot-ORD | ELV | PM | FOS | OPERATING | 4 | 2023-03-22
OT301004 | K7-0412 | SHOWER AND EYEWASH, HAWS MOD 8346 | Shwr-Eyewash | WWS | PM | FOS | OPERATING | 3 | 2024-02-09
OT501002 | K7-0412 | ROOF, HIGH PURITY OZYGEN FAC, 3750 SF | Roof-Metal | STR | PM | FOS | OPERATING | 2 | 2022-02-22
OT501002A | K7-0412 | ROOF, OXYGEN K BOTTLE STORAGE SHED, METAL, 2562 SF | Roof-Metal | STR | N/A | XSD | DECOMMISSIONED | 3 | 2022-02-18
OTE90001 | K7-0412 | GROUNDING SYSTEM FACILITY | Grounding-Ord | ELV | PMHL | FOS | OPERATING | 4 | 2011-06-28
OU201001 | K7-0314 | LIGHTNING PROTECTION | Lightning-Grounding | ELV | PM | FOS | OPERATING | 4 | 2022-09-23
OU2ELITE | K7-0314 | LIGHTS, EMERGENCY & EXIT, K7-0314 | Emer-Exit Lights Self Testing | ELV | PM | FOS | OPERATING | 4 | 2017-01-26
OU301002 | K7-0314 | SHOWER & EYEWASH SAFETY, HAWS | Shwr-Eyewash | WWS | PM | FOS | OPERATING | 4 | 2024-03-14
OU501002 | K7-0314 | ROOF, DRUM STORAGE BLDG , METAL, 2700 SF | Roof-Metal | STR | PM | FOS | OPERATING | 3 | 2023-09-22
OUE90001 | K7-0314 | GROUNDING SYSTEM FACILITY | Grounding | ELV | PMHL | FOS | OPERATING | 3 | 2020-01-14
OUFH1090 | K7-0314 | HYDRANT, FIRE, M & H 5-1/4" 1966 | Hydrant | WWS | N/A | XSD | DECOMMISSIONED | 4 | 2017-10-30
OUFH1090-R1 | K7-0314 | Hydrant, FIRE, AMERICAN DARLING, 2012 | Hydrant | WWS | PM | FOS | OPERATING | 4 | 2023-11-16
OUS12001 | K7-0314 | BFP WATTS 909 4" RP, S/N 217211 | BFP | WWS | PM | FOS | OPERATING | 3 | 2023-10-31
OX301001 | J8-1502 | Shower and Eye Wash, Emergency | Shwr-Eyewash | WWS | N/A | NIC | NOT_IN_CONTRACT | 4 | 2011-11-02
OX301002 | J8-1502 | Shower and Eye Wash, Emergency | Shwr-Eyewash | WWS | N/A | NIC | NOT_IN_CONTRACT | 4 | 2011-11-02
OXE01001 | J8-1563 | SS 925A 750KVA 13.8KV-480/277V OIL TYPE PDMT ABB | Transformers-Oil-MV | EHV | PM | FOS | OPERATING | 4 | 2022-08-21
OXE01001-R1 | J8-1502 | SS 921A 1500KVA 13.8KV-480/277V FR3 OIL PDMT EATON/COOPER | Transformers-Oil-MV | EHV | PM | FOS | OPERATING | 4 | 2021-06-25
OXE02001 | J8-1563 | SS 925B 750KVA 13.8KV-480/277V OIL TYPE PDMT COOPER | Transformers-Oil-MV | EHV | PM | FOS | OPERATING | 3 | 2022-08-16
OXE02001-R1 | J8-1502 | SS 921B 1500KVA 13.8KV-480/277V FR3 OIL PDMT EATON/COOPER | Transformers-Oil-MV | EHV | PM | FOS | OPERATING | 4 | 2023-05-25
OXE03001 | J8-1502 | SS 923 300KVA 13.8KV S#0137019464, COOPER | Transformers-Oil-MV | EHV | PM | FOS | OPERATING | 4 | 2022-09-15
OZE01001 | J8-1821 | SS 1145 150KVA 13.8KV/480V S#0237008330 | Transformers-Oil-MV | EHV | PM | FOS | OPERATING | 4 | 2022-11-23
P6-1638ELVLU | P6-1638 | BLDG. P6-1638 ELV LIGHTNING PROTECTION SUBSYSTEMS | Lightning Prot | ELV | PM | FOS | OPERATING | 4 | 2021-01-28
P6-1789BELVVL | P6-1789B | BLDG. P6-1789B ELV ELECTRICAL LOW VOLTAGE SUBSYSTEMS | System | ELV | HO | FOS | OPERATING | 3 | 2015-06-09
P6-1789ELVVL | P6-1789 | BLDG. P6-1789 ELV ELECTRICAL LOW VOLTAGE SUBSYSTEMS | System | ELV | HO | FOS | OPERATING | 3 | 2015-04-01
P6-1833AELVVL | P6-1833A | BLDG. P6-1833A ELV ELECTRICAL LOW VOLTAGE SUBSYSTEMS | System | ELV | HO | FOS | OPERATING | 3 | 2015-06-09
PE501002 | K7-1205C | ROOF, PRESS SITE XFRMR BLDG METAL 334 SF | Roof-Metal | STR | PM | FOS | OPERATING | 3 | 2022-10-21
PEE01001 | K7-1205C | SS 831 1500KVA 13.8KV/480V PDMT | Transformers-Oil-MV | EHV | PT | FOS | OPERATING | 4 | 2024-04-29
PEE01002 | K7-1205C | SS-831,Â Substation Secondary, Press Site | Substation-LV-Hybrid | ELV | PM | FOS | OPERATING | 4 | 2023-02-05
PEE1400101 | K7-1203 | RELAY DIGITRIP RMS 600 PRESS SITE GENERATOR 1 CONT | Relays-LV | EHV | PMHL | FOS | OPERATING | 4 | 2013-11-05
PEE14002 | K7-1203 | PRESS SITE Generator 2 Breaker | Circuit Breaker-Insulated | ELV | PMHL | FOS | OPERATING | 4 | 2010-10-13
PEE1400201 | K7-1203 | RELAY DIGITRIP RMS 600 PRESS SITE GENERATOR 2 CONT | Relays-LV | EHV | PMHL | FOS | OPERATING | 4 | 2013-11-05
PEE90001 | K7-1205C | GROUNDING SYSTEM FACILITY | Grounding | ELV | PM | FOS | OPERATING | 4 | 2019-10-14
PEG02001 | K7-1203 | FUEL TANK, REGISTERED, MAIN, DF-2, 2000 Gallon | Tanks-Fuel | ELV | PM | FOS | OPERATING | 4 | 2024-04-18
PEG02002 | K7-1203 | FUEL TANK, DAY, DF-2, with 100 Gallon Tank | Tanks-Fuel | ELV | N/A | XSD | DECOMMISSIONED | 1 | 2021-02-23
PEG02002-R1 | K7-1203 | FUEL TANK, DAY, DF-2, with 100 Gallon Tank | Tanks-Fuel | ELV | PM/RI | FOS | OPERATING | 4 | 2024-05-10
PEG02003 | K7-1203 | FUEL TANK, DAY, DF-2, with 100 Gallon Tank | Tanks-Fuel | ELV | N/A | XSD | DECOMMISSIONED | 1 | 2021-02-23
PEG02003-R1 | K7-1203 | FUEL TANK, DAY, DF-2, with 100 Gallon Tank | Tanks-Fuel | ELV | PM/RI | FOS | OPERATING | 4 | 2024-05-10
PF300011 | J8-1708 | BFP PPBF-702/PPBF-702A | BFP | WWS | N/A | NIC | NOT_IN_CONTRACT | 3 | 2011-09-06
PF300012 | J8-1708 | BFP PPBF-703/PPBF-704 | BFP | WWS | N/A | NIC | NOT_IN_CONTRACT | 3 | 2011-09-06
PG501002 | K8-1699 | ROOF, BEACH HOUSE, 2700 SF | Roof-Single Ply | STR | N/A | XSD | DECOMMISSIONED | 1 | 2017-08-08
PG501002-R1 | K8-1699 | ROOF, BEACH HOUSE, 2700 SF | Roof-BUR | STR | PM | FOS | OPERATING | 3 | 2024-04-11
PG601001 | K8-1699 | CHAIR LIFT, CENTER DIRECTOR'S CONFERENCE CENTER K8 | Elevator, Lift-Personnel | SPE | PM | FOS | OPERATING | 4 | 2023-09-01
PGA00001 | K8-1699 | HEAT PUMP WATER COOLED PKGD WITH HEAT PIPE WEATHE | AHU-DX-Package-LT5T | HVC | PM | FOS | OPERATING | 3 | 2021-06-21
PGA00002 | K8-1699 | HEAT PUMP WATER COOLED PKGD WITH HEAT PIPE WEAHTE | AHU-DX-Package-LT5T | HVC | N/A | XSD | DECOMMISSIONED | 2 | 2022-06-21
PGAIAAX001 | K8-1699 | AIR HANDLING UNIT #1, 3 TON GOODMAN | AHU-DX | HVC | PM | FOS | OPERATING | 3 | 2024-03-26
PGAIACU001 | K8-1699 | CONDENSING UNIT #1, GOODMAN | AHU-DX-Condenser | HVC | PM | FOS | OPERATING | 4 | 2024-02-07
PGAIAUA001 | K8-1699 | HEAT PUMP WATER COOLED PKGD | AHU-DX-Package-5T_30T | HVC | PM | FOS | OPERATING | 1 | 2023-06-03
PGE01001 | K7-1203 | GENERATOR #1, 500KW DIESEL 480V | Generator-Stationary-Level 2 | ELV | PM/RI | FOS | OPERATING | 3 | 2024-05-10
PGE01002 | K7-1203 | GENERATOR #2, 500KW DIESEL 480V | Generator-Stationary-Level 2 | ELV | PM/RI | FOS | OPERATING | 4 | 2024-05-10
PGE90001 | K8-1699 | GROUNDING SYSTEM FACILITY | Grounding | ELV | PM | FOS | OPERATING | 4 | 2021-12-20
PGFFACP002 | K8-1699 | Fire Alarm Control Panel | FACP | PSY | PM | FOS | OPERATING | 3 | 2023-05-09
PGFFART001 | K8-1699 | CENTRAL RADIO MONITORING SYSTEM (CRMS) TRANSCEIVER | CRMS | PSY | PM | FOS | OPERATING | 3 | 2023-06-03
PGFSCWC001 | K8-1699 | Range Hood Fire System | Wet Chem | PSY | PM | FOS | OPERATING | 3 | 2023-08-31
PGS12001 | K8-1699 | BFP FEBCO RPZ 1-1/2", S/N AE7470 | BFP | WWS | PM | FOS | OPERATING | 3 | 2023-09-23
PGS12002 | K8-1699 | BFP FEBCO RPZ 1-1/2", S/N B2853 | BFP | WWS | PM | FOS | OPERATING | 4 | 2023-06-16
PH2ELITE | K7-1204 | LIGHTS, EMERGENCY & EXIT, K7-1204 | Emer-Exit Lights Self Testing 2 | ELV | RTF | FOS | OPERATING | 3 | 2016-02-05
PH501001 | K7-1204 | ROOF, PRESS SITE MEDIA OVERFLOW BLDG, BUR, 1130 SF | Roof-BUR | STR | PM | FOS | OPERATING | 3 | 2023-10-09
PHACACP001 | K7-1203 | AIR COMPRESSOR | Compressors-Air-Reciprocating | HVC | PM | FOS | OPERATING | 4 | 2024-02-06
PHAIAUA001 | K7-1204 | WALL UNIT, BARD | AHU-DX-Wall | HVC | N/A | XSD | DECOMMISSIONED | 3 | 2011-06-15
PHAIAUA002 | K7-1204 | WALL UNIT, BARD | AHU-DX-Wall | HVC | N/A | XSD | DECOMMISSIONED | 4 | 2011-06-15
PHFFACP001 | K7-1204 | FACP, SIMPLEX 4100U | FACP | PSY | PM | FOS | OPERATING | 4 | 2024-02-25
PHFH1235 | UK-0031 | HYDRANT, FIRE, MUELLER 5-1/4" 1969 | Hydrant | WWS | PM | FOS | OPERATING | 3 | 2024-04-15
PHFH1255 | UK-0031 | HYDRANT, FIRE | Hydrant | WWS | PM | FOS | OPERATING | 4 | 2024-03-25
PHFSYWS001 | K7-1204 | WET PIPE FIRE SPRINKLER SYSTEM | Wet Pipe | PSY | PM | FOS | OPERATING | 4 | 2024-04-23
PHS12001 | UK-0031 | BFP, WILKINS-ZURN, 2" RP S/N 811043 | BFP | WWS | PM | FOS | OPERATING | 3 | 2024-03-06
PI501002 | K7-1205A | ROOF, PRESS SITE COMM CNTRL BLDG 169 SF | Roof-BUR | STR | PM | FOS | OPERATING | 4 | 2022-10-18
PIAIAUA001 | K7-1205A | WALL UNIT, FRIGIDAIRE | AHU-DX-Wall | HVC | N/A | XSD | DECOMMISSIONED | 3 | 2011-06-13
PIVJ6-2327-F1 | UK-0031 | POST INDICATOR VLV, MUELLER | Valves-PIV | WWS | PM | FOS | OPERATING | 4 | 2023-05-10
PIVJ6-2465-F1 | J6-2465 | POST INDICATOR VLV, MUELLER | Valves-PIV | WWS | PM | FOS | OPERATING | 4 | 2023-11-15
PIVJ6-2466-F1 | J6-2466 | POST INDICATOR VLV, MUELLER | Valves-PIV | WWS | PM | FOS | OPERATING | 4 | 2024-04-29
PIVK6-0015-F1 | UK-0031 | POST INDICATOR VLV, KENNEDY | Valves-PIV | WWS | PM | FOS | OPERATING | 4 | 2023-11-21
PIVK6-0494-F1 | K6-0494 | POST INDICATOR VLV, MUELLER | Valves-PIV | WWS | N/A | XSD | DECOMMISSIONED | 2 | 2017-01-13
PIVK6-0743-F1 | K6-0743 | POST INDICATOR VLV, KENNEDY (TAMPER) | Valves-PIV | WWS | PM | FOS | OPERATING | 3 | 2024-03-20
PIVK6-0794-F1 | K6-0794 | POST INDICATOR VLV, MUELLER | Valves-PIV | WWS | PM | FOS | OPERATING | 4 | 2023-11-20
PIVK6-0794-F2 | K6-0794 | POST INDICATOR VLV, MUELLER | Valves-PIV | WWS | PM | FOS | OPERATING | 4 | 2023-11-20
PIVK6-0894-F1 | UK-0031 | POST INDICATOR VLV | Valves-PIV | WWS | PM | FOS | OPERATING | 3 | 2023-12-14
PIVK6-0894-F2 | UK-0031 | POST INDICATOR VLV | Valves-PIV | WWS | PM | FOS | OPERATING | 3 | 2023-12-14
PIVK6-0894-F3 | UK-0031 | POST INDICATOR VLV | Valves-PIV | WWS | PM | FOS | OPERATING | 3 | 2023-12-14
PIVK6-0894-F4 | UK-0031 | POST INDICATOR VLV | Valves-PIV | WWS | PM | FOS | OPERATING | 4 | 2023-12-06
PIVK6-0894-F5 | UK-0031 | POST INDICATOR VLV | Valves-PIV | WWS | PM | FOS | OPERATING | 3 | 2023-12-22
PIVK6-0895-F1 | K6-0895 | POST INDICATOR VLV, MUELLER | Valves-PIV | WWS | PM | FOS | OPERATING | 3 | 2024-05-06
PIVK6-0895-F2 | K6-0895 | POST INDICATOR VLV, MUELLER | Valves-PIV | WWS | PM | FOS | OPERATING | 3 | 2024-05-06
PIVK6-0895-F3 | K6-0895 | POST INDICATOR VLV, MUELLER | Valves-PIV | WWS | N/A | XSD | DECOMMISSIONED | 4 | 2022-04-27
PIVK6-0946-F1 | K6-0946 | POST INDICATOR VLV, PRATT, RSV-8 | Valves-PIV | WWS | N/A | XSD | DECOMMISSIONED | 3 | 2020-07-17
PIVK6-0946-F2 | K6-0946 | POST INDICATOR VLV, MUELLER, RSV-9 | Valves-PIV | WWS | N/A | XSD | DECOMMISSIONED | 3 | 2020-07-17
PIVK6-0995-F1 | K6-0995 | POST INDICATOR VLV, PRATT | Valves-PIV | WWS | N/A | XSD | DECOMMISSIONED | 3 | 2020-07-16
PIVK6-0995-F2-R1 | K6-0995 | POST INDICATOR VLV, MUELLER, A530355 | Valves-PIV | WWS | N/A | XSD | DECOMMISSIONED | 3 | 2020-07-16
PIVK6-0996-F1 | K6-0996 | POST INDICATOR VLV, KENNEDY | Valves-PIV | WWS | PM | FOS | OPERATING | 4 | 2023-11-09
PIVK6-1094-F1 | K6-1094 | POST INDICATOR VLV, MUELLER | Valves-PIV | WWS | PM | FOS | OPERATING | 3 | 2023-11-08
PIVK6-1096-F1 | K6-1096 | POST INDICATOR VLV, MUELLER | Valves-PIV | WWS | PM | FOS | OPERATING | 3 | 2023-06-29
PIVK6-1247-F1 | K6-1247 | POST INDICATOR VLV, STOCKHAM | Valves-PIV | WWS | PM | FOS | OPERATING | 3 | 2023-07-06
PIVK6-1247-F2 | K6-1247 | POST INDICATOR VLV, STOCKHAM | Valves-PIV | WWS | PM | FOS | OPERATING | 4 | 2023-07-20
PIVK6-1696-F1 | K6-1696 | POST INDICATOR VLV, MUELLER | Valves-PIV | WWS | PM | FOS | OPERATING | 3 | 2024-05-06
PIVK7-1207-F1 | K7-1207 | POST INDICATOR VLV | Valves-PIV | WWS | PM | FOS | OPERATING | 3 | 2023-11-29
PIV-L6-0247-P0 | L6-0247 | Valve, Fire Water, Post Indicator | Valves-PIV | WWS | PM | FOS | OPERATING | 4 | 2024-04-08
PIV-L6-0247-P1 | L6-0247 | Valve, Fire Water, Post Indicator | Valves-PIV | WWS | PM | FOS | OPERATING | 4 | 2024-04-08
PIV-L6-0247-P10 | L6-0247 | Valve, Fire Water, Post Indicator | Valves-PIV | WWS | PM | FOS | OPERATING | 4 | 2024-04-08
PIV-L6-0247-P11 | L6-0247 | Valve, Fire Water, Post Indicator | Valves-PIV | WWS | PM | FOS | OPERATING | 4 | 2024-05-08
PIV-L6-0247-P12 | L6-0247 | Valve, Fire Water, Post Indicator | Valves-PIV | WWS | PM | FOS | OPERATING | 3 | 2024-05-07
PIV-L6-0247-P13 | L6-0247 | Valve, Fire Water, Post Indicator | Valves-PIV | WWS | PM | FOS | OPERATING | 4 | 2024-05-08
PIV-L6-0247-P14 | L6-0247 | Valve, Fire Water, Post Indicator | Valves-PIV | WWS | PM | FOS | OPERATING | 3 | 2023-05-03
PIV-L6-0247-P15 | L6-0247 | Valve, Fire Water, Post Indicator | Valves-PIV | WWS | PM | FOS | OPERATING | 3 | 2023-05-03
PIV-L6-0247-P16 | L6-0247 | Valve, Fire Water, Post Indicator | Valves-PIV | WWS | PM | FOS | OPERATING | 4 | 2024-05-08
PIV-L6-0247-P17 | L6-0247 | Valve, Fire Water, Post Indicator | Valves-PIV | WWS | PM | FOS | OPERATING | 4 | 2024-05-08
PIV-L6-0247-P2 | L6-0247 | Valve, Fire Water, Post Indicator | Valves-PIV | WWS | PM | FOS | OPERATING | 4 | 2023-06-21
PIV-L6-0247-P3 | L6-0247 | Valve, Fire Water, Post Indicator | Valves-PIV | WWS | PM | FOS | OPERATING | 4 | 2023-06-21
PIV-L6-0247-P4 | L6-0247 | Valve, Fire Water, Post Indicator | Valves-PIV | WWS | PM | FOS | OPERATING | 3 | 2023-06-19
PIV-L6-0247-P6 | L6-0247 | Valve, Fire Water, Post Indicator | Valves-PIV | WWS | PM | FOS | OPERATING | 4 | 2023-06-21
PIV-L6-0247-P7 | L6-0247 | Valve, Fire Water, Post Indicator | Valves-PIV | WWS | PM | FOS | OPERATING | 3 | 2023-06-19
PIV-L6-0247-P8 | L6-0247 | Valve, Fire Water, Post Indicator | Valves-PIV | WWS | PM | FOS | OPERATING | 4 | 2023-06-21
PIV-L6-0247-P9 | L6-0247 | Valve, Fire Water, Post Indicator | Valves-PIV | WWS | PM | FOS | OPERATING | 4 | 2023-06-23
PIVM6-0039-F1 | M6-0039 | POST INDICATOR VLV, GEM | Valves-PIV | WWS | PM | FOS | OPERATING | 4 | 2023-10-06
PIVM6-0138-F1 | M6-0138 | POST INDICATOR VLV, WATEROUS | Valves-PIV | WWS | N/A | XSD | DECOMMISSIONED | 3 | 2014-09-10
PIVM6-0138-F2 | M6-0138 | POST INDICATOR VLV, MUELLER | Valves-PIV | WWS | N/A | XSD | DECOMMISSIONED | 3 | 2014-09-19
PIVM6-0409D-F1 | UK-0031 | POST INDICATOR VLV, MUELLER | Valves-PIV | WWS | PM | FOS | OPERATING | 4 | 2023-07-17
PIVM6-0409G-F1 | UK-0031 | POST INDICATOR VLV, MUELLER | Valves-PIV | WWS | N/A | XSD | DECOMMISSIONED | 3 | 2017-07-20
PIVM6-0409I-F1 | M6-0409I | POST INDICATOR VLV, MUELLER | Valves-PIV | WWS | PM | FOS | OPERATING | 4 | 2023-09-19
PIVM6-0410-F1 | M6-0410 | POST INDICATOR VLV, MUELLER | Valves-PIV | WWS | PM | FOS | OPERATING | 4 | 2023-09-22
PIVM6-0744B-F1 | M6-0744B | POST INDICATOR VLV, GRINNEL | Valves-PIV | WWS | PM | FOS | OPERATING | 4 | 2023-07-18
PIVM6-0794A-F1 | M6-0794A | POST INDICATOR VLV, MUELLER | Valves-PIV | WWS | PM | FOS | OPERATING | 3 | 2023-08-21
PIVM6-1625-F1 | M6-1625 | POST INDICATOR VLV, GRINNEL | Valves-PIV | WWS | PM | FOS | OPERATING | 3 | 2023-09-26
PIVM6-1671C-F1 | M6-1671C | POST INDICATOR VLV, MUELLER | Valves-PIV | WWS | PM | FOS | OPERATING | 4 | 2023-09-14
PIVM7-0360-F1 | M7-0360 | POST INDICATOR VLV, MUELLER | Valves-PIV | WWS | PM | FOS | OPERATING | 4 | 2023-08-01
PIVM7-0361A-F1 | UK-0031 | POST INDICATOR VLV, KENNEDY | Valves-PIV | WWS | PM | FOS | OPERATING | 3 | 2023-07-05
PIVM7-0361-F1 | UK-0031 | POST INDICATOR VLV, MUELLER | Valves-PIV | WWS | PM | FOS | OPERATING | 3 | 2023-07-05
PIVM7-0362-F1 | UK-0031 | POST INDICATOR VLV, KENNEDY | Valves-PIV | WWS | PM | FOS | OPERATING | 4 | 2023-07-17
PIVM7-0409-F1 | M7-0409 | POST INDICATOR VLV, KENNEDY | Valves-PIV | WWS | PM | FOS | OPERATING | 3 | 2023-08-16
PIVM7-0411-F1 | M7-0411 | POST INDICATOR VALVE | Valves-PIV | WWS | PM | FOS | OPERATING | 3 | 2023-12-29
PIVM7-0505-F1 | M7-0505 | POST INDICATOR VLV, MUELLER | Valves-PIV | WWS | PM | FOS | OPERATING | 4 | 2023-10-06
PIVM7-0505-F2 | M7-0505 | POST INDICATOR VALVE | Valves-PIV | WWS | PM | FOS | OPERATING | 4 | 2023-06-23
PIVM7-0609-F1 | UK-0031 | POST INDICATOR VLV, MUELLER | Valves-PIV | WWS | PM | FOS | OPERATING | 4 | 2023-08-01
PIVM7-0609-F2 | UK-0031 | POST INDICATOR VLV, MUELLER | Valves-PIV | WWS | PM | FOS | OPERATING | 4 | 2023-08-01
PIVM7-0609-F3 | UK-0031 | POST INDICATOR VLV, MUELLER | Valves-PIV | WWS | PM | FOS | OPERATING | 4 | 2023-08-01
PIVM7-0656-F1 | UK-0031 | POST INDICATOR VLV, MUELLER | Valves-PIV | WWS | N/A | XSD | DECOMMISSIONED | 3 | 2014-09-24
PIVM7-0657-F1 | M7-0657 | POST INDICATOR VLV, FAIRBANKS | Valves-PIV | WWS | N/A | XSD | DECOMMISSIONED | 4 | 2012-09-20
PIVM7-0657-F2 | M7-0657 | POST INDICATOR VLV, KENNEDY | Valves-PIV | WWS | N/A | XSD | DECOMMISSIONED | 4 | 2012-09-20
PIVM7-0657-F3 | M7-0657 | POST INDICATOR VLV, KENNEDY | Valves-PIV | WWS | N/A | XSD | DECOMMISSIONED | 4 | 2012-09-24
PIVM7-0777-F1 | M7-0777 | POST INDICATOR VLV, MUELLER | Valves-PIV | WWS | PM | FOS | OPERATING | 3 | 2023-06-29
PIVM7-0777-F2 | M7-0777 | POST INDICATOR VLV, MUELLER | Valves-PIV | WWS | PM | FOS | OPERATING | 3 | 2023-06-29
PIVM7-0777-F3 | M7-0777 | POST INDICATOR VLV, MUELLER | Valves-PIV | WWS | N/A | XSD | DECOMMISSIONED | 4 | 2016-06-28
PIVM7-1104A-F1 | UK-0031 | POST INDICATOR VLV, MUELLER | Valves-PIV | WWS | PM | FOS | OPERATING | 3 | 2023-08-16
PIVM7-1104-F1 | M7-1104 | POST INDICATOR VLV, MUELLER, WITH TAMPER | Valves-PIV | WWS | PM | FOS | OPERATING | 3 | 696154
PIVM7-1104-F2 | M7-1104 | POST INDICATOR VALVE, MUELLER, NO TAMPER | Valves-PIV | WWS | PM | FOS | OPERATING | 4 | 2023-05-02
PIVM7-1212-F1 | M7-1212 | POST INDICATOR VLV, MUELLER | Valves-PIV | WWS | N/A | NOS | DECOMMISSIONED | 3 | 2012-06-11
PIVM7-1354A-F1 | UK-0031 | POST INDICATOR VLV, KENNEDY | Valves-PIV | WWS | N/A | NAB | ABANDONED | 4 | 2015-06-11
PIVM7-1354B-F1 | M7-1354B | POST INDICATOR VLV, KENNEDY | Valves-PIV | WWS | PM | FOS | OPERATING | 3 | 2023-09-27
PIVM7-1354-F1 | M7-1354 | POST INDICATOR VLV | Valves-PIV | WWS | PM | FOS | OPERATING | 3 | 2023-06-05
PIVM7-1354-F3 | M7-1354 | POST INDICATOR VLV | Valves-PIV | WWS | PM | FOS | OPERATING | 4 | 2023-06-05
PIVM7-1354-F4 | M7-1354 | POST INDICATOR VLV | Valves-PIV | WWS | PM | FOS | OPERATING | 3 | 2023-06-05
PIVM7-1354-F5 | M7-1354 | POST INDICATOR VLV | Valves-PIV | WWS | PM | FOS | OPERATING | 3 | 2023-06-05
PIVM7-1357-F1 | M7-1357 | POST INDICATOR VLV, MUELLER | Valves-PIV | WWS | PM | FOS | OPERATING | 3 | 2023-06-06
PIVM7-1357-F2 | M7-1357 | POST INDICATOR VLV, MUELLER | Valves-PIV | WWS | PM | FOS | OPERATING | 3 | 2023-06-19
PIVM7-1362-F1 | M7-1362 | POST INDICATOR VLV, MUELLER | Valves-PIV | WWS | N/A | XSD | DECOMMISSIONED | 3 | 2018-06-22
PIVN6-2296-F1 | N6-2296 | POST INDICATOR VLV, MUELLER | Valves-PIV | WWS | PM | FOS | OPERATING | 3 | 2023-12-06
PJ501002 | K7-1205B | ROOF, PRESS SITE CT BLDG 200 SF | Roof-BUR | STR | PM | FOS | OPERATING | 2 | 2022-10-21
PJE90001 | K7-1205B | GROUNDING SYSTEM FACILITY | Grounding | ELV | PM | FOS | OPERATING | 4 | 2021-11-29
PK302001 | K6-0996 | SHOWER, SAFETY K6-996 | Shwr-Eyewash | WWS | PM | FOS | OPERATING | 3 | 2024-02-01
PK501002 | K6-0996 | ROOF, PAINT & OIL STOR 2100 SF | Roof-BUR | STR | PM | FOS | OPERATING | 2 | 2022-06-14
PKA01001 | K6-0996 | Air Handling Unit, A/C-1 (460 VAC, CB#3 Panel P1 Outside on North Wall) | AHU-DX-Package-LT5T | HVC | PM/TS | NOS | DECOMMISSIONED | 3 | 2013-12-10
PKA01002 | K6-0996 | Air Handling Unit, A/C-2 (460 VAC, CB#3 Panel P1 Outside on North Wall) | AHU-DX-5T_30T | HVC | PM/TS | NOS | DECOMMISSIONED | 3 | 2014-01-09
PKA04001 | K6-0996 | Exhaust Fan, EF-1 (120 VAC, CB 5 Panel L in Room 104) | Fan-Exhaust-LT100HP-LS | HVC | PM/TS | NOS | DECOMMISSIONED | 2 | 2014-03-13
PKA04002 | K6-0996 | Exhaust Fan, EF-2 (120 VAC, CB 6 Panel L in Room 104) | Fan-Exhaust-LT100HP-LS | HVC | PM/TS | NOS | DECOMMISSIONED | 2 | 2014-03-13
PKF20001 | K6-0996 | SPRINKLER,AUTOMATIC, 3" | Wet Pipe | PSY | PM | FOS | OPERATING | 4 | 2024-05-03
PKFFACP001 | K6-0996 | FA SIMPLEX 4005 | FACP | PSY | PM | FOS | OPERATING | 3 | 2023-08-24
PKS12001 | K6-0996 | BFP FEBCO DC 805 4" S/N B-18523 | BFP-Fire | WWS | PM | FOS | OPERATING | 4 | 2024-04-24
PL302001 | M6-0894B | SHOWER & EYEWASH SPEAKMAN | Shwr-Eyewash | WWS | PM | FOS | OPERATING | 3 | 2023-01-27
PL302002 | M6-0894A | SHOWER, SAFETY, HAWS | Shwr-Eyewash | WWS | N/A | XSD | DECOMMISSIONED | 4 | 2014-02-12
PL302003 | M6-0894B | SHOWER & EYEWASH SAFETY HAWS | Shwr-Eyewash | WWS | PM | FOS | OPERATING | 3 | 2023-02-02
PL302004 | M6-0894B | SHOWER & EYEWASH SPEAKMAN | Shwr-Eyewash | WWS | PM | FOS | OPERATING | 3 | 2024-02-14
PL501002A | M6-0894 | ROOF, POL BUILDING 9424 SF BUR-A | Roof-BUR | STR | PM | FOS | OPERATING | 2 | 2023-01-13
PL501002B | M6-0894B | ROOF, GAS CYLINDER STORAGE, POL, 2380 SF, 90LB MIN | Roof-Single Ply | STR | N/A | XSD | DECOMMISSIONED | 5 | 2018-09-20
PL501002B-R1 | M6-0894B | ROOF, GAS CYLINDER STORAGE, POL, 2380 SF, 90LB MIN | Roof-Single Ply | STR | PM | FOS | OPERATING | 4 | 2023-12-01
PLE01001 | M6-0894 | SS 198 45KVA 13.2KV-208/120V OIL TYPE PDMT ATLANTIC POWER SYSTEM | Transformers-Oil-MV | EHV | PT | FOS | OPERATING | 2 | 2020-08-10
PLF20001 | M6-0894 | SPRINKLER SYSTEM AUTO | Wet Pipe | PSY | PM | FOS | OPERATING | 3 | 2023-11-30
PLF20002 | M6-0894 | SPRINKLER SYSTEM AUTO | Wet Pipe | PSY | PM | FOS | OPERATING | 3 | 2023-11-29
PLF20003 | M6-0894 | SPRINKLER SYSTEM AUTO | Wet Pipe | PSY | PM | FOS | OPERATING | 3 | 2023-11-27
PLF41001 | M6-0894 | FACP, SIMPLEX 4002, M6-0894/M6-0894A | FACP | PSY | PM | FOS | OPERATING | 3 | 2023-08-20
PLFH1310 | M6-0894 | HYDRANT, FIRE, DARLING 5" 1064 | Hydrant | WWS | PM | FOS | OPERATING | 3 | 2024-02-21
PLS12001 | M6-0894 | BFP FEBCO 6" DOUBLE CHECK, S/N 000912125 | BFP-Fire | WWS | PM | FOS | OPERATING | 3 | 2024-02-21
PM101016 | M6-0486 | PUMP WTR CIRC GOULDS S/N 769A752.2 | Pump | WWS | N/A | XSD | DECOMMISSIONED | 4 | 2011-01-17
PM101024 | M6-0486 | EXHAUST SYSTEM, PLYMOVENT, EAST | Fan-Exhaust-LT100HP | MEC | RTF | FOS | OPERATING | 4 | 2010-12-06
PM101025 | M6-0486 | EXHAUST SYSTEM, PLYMOVENT, WEST | Fan-Exhaust-LT100HP | MEC | RTF | FOS | OPERATING | 4 | 2010-12-06
PM102006 | M6-0486 | EXHAUST FAN CHAMPION S/N 125352 | Fan-Hood | HVC | N/A | XSD | DECOMMISSIONED | 5 | 2011-01-21
PM102007 | M6-0486 | EXHAUST FAN CHAMPION S/N 128353 | Fan-Hood | HVC | N/A | XSD | DECOMMISSIONED | 5 | 2011-01-21
PM102008 | M6-0486 | EXHAUST FAN CHAMPION S/N 128351 | Fan-Hood | HVC | N/A | XSD | DECOMMISSIONED | 5 | 2011-01-21
PM102010 | M6-0486 | EXHAUST FAN CHAMPION S/N 128355 | Fan-Hood | HVC | N/A | XSD | DECOMMISSIONED | 5 | 2011-01-21
PM102011 | M6-0486 | EXHAUST FAN CHAMPION S/N 128354 | Fan-Hood | HVC | N/A | XSD | DECOMMISSIONED | 5 | 2011-01-24
PM102013 | M6-0486 | EXHAUST FAN CARNES S/N 36586 | Fan-Hood | HVC | N/A | XSD | DECOMMISSIONED | 5 | 2011-01-25
PM102015 | M6-0486 | EXHAUST FAN WALL JENN-AIR M/N 98CWU | Fan-Hood | HVC | N/A | XSD | DECOMMISSIONED | 5 | 2011-01-25
PM102016 | M6-0486 | EXHAUST FAN JENN-AIR M/N 168CWU | Fan-Hood | HVC | N/A | XSD | DECOMMISSIONED | 5 | 2011-01-25
PM102017 | M6-0486 | EXHAUST FAN JENN-AIR | Fan-Hood | HVC | N/A | XSD | DECOMMISSIONED | 5 | 2011-01-25
PM102018 | M6-0486 | EXHAUST FAN JENN-AIR M/N 81CWU | Fan-Hood | HVC | N/A | XSD | DECOMMISSIONED | 5 | 2011-01-25
PM104017 | M6-0486 | EXHAUST FAN ROOF CARNES S/N 116402 | Fan-Hood | HVC | N/A | XSD | DECOMMISSIONED | 5 | 2011-01-25
PM302001 | M6-0486 | PUMP, SUMP. | Pump-Sump | MEC | RTF | FOS | OPERATING | 4 | 2012-02-28
PM303002 | M6-0486 | SHOWER & EYEWASH SAFETY | Shwr-Eyewash | WWS | N/A | NOS | DECOMMISSIONED | 4 | 2012-02-09
PM303003 | M6-0486 | SHOWER & EYEWASH SAFETY | Shwr-Eyewash | WWS | N/A | NOS | DECOMMISSIONED | 4 | 2012-02-09
PM303004 | M6-0486 | EYEWASH | Shwr-Eyewash | WWS | PM | FOS | OPERATING | 3 | 2023-07-03
PM303005 | M6-0486 | EYEWASH, SAFETY, SPEAKMAN, M/N SE400 | Shwr-Eyewash | WWS | PM | FOS | OPERATING | 3 | 2024-02-23
PM303006 | M6-0486P | SAFETY SHOWER / EYEWASH, HAWS | Shwr-Eyewash | WWS | PM | FOS | OPERATING | 3 | 2023-07-05
PM303007 | M6-0486 | EYEWASH, HAWS | Shwr-Eyewash | WWS | PM | FOS | OPERATING | 4 | 2024-02-15
PM308001 | M6-0486 | FILTER, WATER, CUNO | Filters-Water | WWS | N/A | XSD | DECOMMISSIONED | 4 | 2012-06-04
PM308002 | M6-0486 | FILTER, WATER, NSA, S/N 1739491 ON PM901013 | Filters-Water | WWS | PM | FOS | OPERATING | 3 | 2024-01-16
PM308008 | M6-0486 | FILTER CUNO ON ICE MACHINE PMARWIM002 | Filters-Water | WWS | PMHL | FOS | OPERATING | 3 | 2016-07-18
PM308010 | M6-0486 | FILTER, WATER | Filters-Water | WWS | N/A | XSD | MISSING | 2 | 2018-11-06
PM308011 | M6-0486 | FILTER, WATER | Filters-Water | WWS | N/A | XSD | DECOMMISSIONED | 4 | 2012-04-18
PM308012 | M6-0486 | FILTER, WATER | Filters-Water | WWS | N/A | XSD | DECOMMISSIONED | 4 | 2012-04-18
PM501002 | M6-0486 | ROOF, BUR, 73823 SF | Roof-BUR | STR | PM | FOS | OPERATING | 2 | 2022-10-11
PM501003 | M6-0486 | ROOF, METAL, 5000 SF | Roof-Metal | STR | N/A | XSD | DECOMMISSIONED | 2 | 2017-10-05
PM501003-R1 | M6-0486 | ROOF, METAL, 5000 SF | Roof-Metal | STR | PM | FOS | OPERATING | 4 | 2023-10-24
PM601162 | M6-0486 | HOIST, CHAIN, 3000 LBS, ELECTRIC, 2RS-3-15 | Hoist | MEC | N/A | XSD | DECOMMISSIONED | 4 | 2012-08-30
PM602001 | M6-0486 | CHAIN HOIST (MONORAIL) (3K LBS.) | Hoist | MEC | PM | FOS | OPERATING | 4 | 2024-04-30
PM602003 | M6-0486 | HOIST, TRAMRAIL, 4K, I0-03-25 SN T-253034A | Hoist | MEC | PM/TS | FOS | OPERATING | 4 | 2016-08-23
PM602006 | K6-0848 | LIFT, MANUAL, SN 512A, 500 LBS, CAPACITY | Lift | MEC | PM | FOS | OPERATING | 4 | 2023-11-03
PM602009 | M6-0486 | HOIST, CHAIN, MANUAL, 3 TON | Hoist | MEC | PM | FOS | OPERATING | 4 | 2024-04-26
PM611213 | M6-0486 | HOIST, CHAIN, 1 TON, ELECTRIC | Hoist | MEC | N/A | XSD | DECOMMISSIONED | 4 | 2012-08-27
PM701149 | M6-0486 | SPRAY BOOTH BINKS MFG CO | Fan-Exhaust-LT100HP | MEC | N/A | XSD | DECOMMISSIONED | 2 | 2011-01-20
PM902001 | M6-0486 | ICE MACHINE, FLAKE, MANITOWOC S/N 930520258 | Refrigeration-Ice Machine-Flake | HVC | N/A | XSD | DECOMMISSIONED | 2 | 2017-11-13
PMA01011 | M6-0486 | AHU #1 CARRIER S/N 1194T51519 | AHU-DX-5T_30T | HVC | N/A | XSD | DECOMMISSIONED | 3 | 2011-05-19
PMA01012 | M6-0486 | CONDENSING UNIT #1, CARRIER S/N 1494G00073 | AHU-DX-Condenser | HVC | N/A | XSD | DECOMMISSIONED | 4 | 2012-05-03
PMA02011 | M6-0486 | AHU #2 CARRIER S/N 1294T51751 | AHU-DX-5T_30T | HVC | N/A | XSD | DECOMMISSIONED | 3 | 2011-05-20
PMA02013 | M6-0486 | CONDENSING UNIT | AHU-DX-Condenser | HVC | N/A | XSD | DECOMMISSIONED | 3 | 2012-03-21
PMA09001 | M6-0486 | AHU CARRIER S/N 5792527 | AHU-DX-5T_30T | HVC | PM | FOS | OPERATING | 3 | 2024-03-04
PMA09002 | M6-0486 | CONDENSING UNIT | AHU-DX-Condenser | HVC | N/A | XSD | DECOMMISSIONED | 4 | 2016-10-04
PMA11001-R1 | M6-0486 | AHU PACKAGE SYSTEM, CARRIER S/N 3206U19102 | AHU-DX-Package-5T_30T | HVC | N/A | NAB | ABANDONED | 3 | 2012-06-27
PMACA185 | M6-0486 | AIR COMPRESSOR, RECIP, QUINCY | Compressors-Air-Reciprocating | HVC | N/A | XSD | DECOMMISSIONED | 2 | 2017-12-22
PMACAAD001 | M6-0486 | Air Dryer, Refrigerated | Refrigeration-Air Dryer | HVC | PM | FOS | OPERATING | 4 | 2024-03-18
PMACACP001 | M6-0486 | AIR COMPRESSOR, RECIP | Compressors-Air-Reciprocating | HVC | PM | FOS | OPERATING | 3 | 2024-02-16
PMACACP002 | M6-0486 | AIR COMPRESSOR, RECIP | Compressors-Air-Reciprocating | HVC | PM | FOS | OPERATING | 4 | 2024-02-19
PMACWCH001 | M6-0486 | PACKAGE CHILLER, AIR COOLED TRANE S/N C08B01748 | Chiller-Portable | HVC | N/A | XSD | DECOMMISSIONED | 5 | 2011-02-07
PMACWPP001 | M6-0486 | PUMP, CHW | Pump-Pad Mount-(CHW/CW)-GT10HP | HVC | N/A | XSD | DECOMMISSIONED | 4 | 2012-10-01
PMACWPP002 | M6-0486 | PUMP, CHW | Pump-Pad Mount-(CHW/CW)-GT10HP | HVC | N/A | XSD | DECOMMISSIONED | 4 | 2012-10-01
PMAIAAH001 | M6-0486 | AHU, Trane S/N 14283H06AV | AHU-DX-5T_30T | HVC | PM | FOS | OPERATING | 4 | 2023-11-09
PMAIACU001 | M6-0486 | CONDENSING UNIT, HEAT PUMP TRANE, S/N 14271K0G4F | AHU-DX-Condenser | HVC | PM | FOS | OPERATING | 4 | 2023-03-12
PMAIAUA001 | M6-0486J | PACKAGE UNIT, TRANE S/N H35142806D | AHU-DX-Package-5T_30T | HVC | PM | FOS | OPERATING | 4 | 2023-10-12
PMAPTUA001 | M6-0486 | 20 TON PORTABLE A/C PACKAGE UNIT | Portable-AHU-DX-Package | HVC | N/A | XSD | DECOMMISSIONED | 4 | 2010-09-03
PMAPTUA002 | M6-0486 | 20 TON PORTABLE A/C PACKAGE UNIT | Portable-AHU-DX-Package | HVC | N/A | XSD | DECOMMISSIONED | 4 | 2010-09-01
PMAPTUA003 | M6-0486 | 20 TON PORTABLE A/C PACKAGE UNIT | Portable-AHU-DX-Package | HVC | N/A | XSD | DECOMMISSIONED | 4 | 2010-09-01
PMARWIM001 | M6-0486 | ICE MACHINE, FLAKE | Refrigeration-Ice Machine-Flake | HVC | PM | FOS | OPERATING | 3 | 2024-04-22
PME02001 | M6-0486 | SS 163 500KVA 13.2KV-480/277V FR3 TYPE PDMT COOPER | Transformers-Oil-MV | EHV | PT | FOS | OPERATING | 4 | 2023-12-24
PME04001 | M6-0486 | VFI 30 15.5KV 630A S#643-04-0108 G&W | Vacuum Fault Interrupter | EHV | PT | FOS | OPERATING | 4 | 2024-03-05
PMF23002 | M6-0486 | VALVE, FIRE HOSE SYSTEM MO-2, UNDERGROUND | Valves-Fire Hose | PSY | N/A | XSD | DECOMMISSIONED | 4 | 2013-03-18
PMF23003 | M6-0486 | VALVE, FIRE HOSE SYSTEM 2" R.S. GATE | Valves-Fire Hose | PSY | N/A | XSD | DECOMMISSIONED | 4 | 2013-03-18
PMFFACPN20 | M6-0486 | FACP, SIMPLEX 4100+ | FACP | PSY | PM | FOS | OPERATING | 3 | 2023-09-22
PMFFART001 | M6-0486 | CENTRAL RADIO MONITORING SYSTEM (CRMS) TRANSCEIVER | CRMS | PSY | PM | FOS | OPERATING | 3 | 2024-03-31
PMFH1060 | M6-0486 | HYDRANT, FIRE | Hydrant | WWS | N/A | XSD | DECOMMISSIONED | 4 | 2018-02-08
PMFH1060-R1 | M6-0486 | Hydrant, FIRE, AMERICAN DARLING, 2013 | Hydrant | WWS | PM | FOS | OPERATING | 4 | 2024-02-07
PMFH1100 | M6-0486 | HYDRANT, FIRE | Hydrant | WWS | N/A | XSD | DECOMMISSIONED | 4 | 2018-02-08
PMFH1100-R1 | M6-0486 | Hydrant, FIRE, AMERICAN DARLING, 2013 | Hydrant | WWS | PM | FOS | OPERATING | 4 | 2024-02-07
PMFH1225 | M6-0486 | HYDRANT, FIRE | Hydrant | WWS | N/A | XSD | DECOMMISSIONED | 4 | 2018-02-19
PMFH1225-R1 | M6-0486 | Hydrant, FIRE, AMERICAN DARLING, 2013 | Hydrant | WWS | PM | FOS | OPERATING | 4 | 2024-02-10
PMFH1360 | M6-0486 | HYDRANT, FIRE | Hydrant | WWS | N/A | XSD | DECOMMISSIONED | 4 | 2018-02-14
PMFH1360-R1 | M6-0486 | Hydrant, FIRE, AMERICAN DARLING, 2013 | Hydrant | WWS | PM | FOS | OPERATING | 4 | 2024-02-10
PMFPASN103 | M6-0490B | TORNADO WARNING SIREN USNG 17R NM 3327 5511 | TAWS | PSY | PM | FOS | OPERATING | 3 | 2024-02-05
PMFSYWS001 | M6-0486 | WET PIPE SPRINKLER SYSTEM | Wet Pipe | PSY | N/A | XSD | DECOMMISSIONED | 4 | 2013-03-12
PMFSYWS002 | M6-0486 | WET PIPE SPRINKLER SYSTEM | Wet Pipe | PSY | PM | FOS | OPERATING | 3 | 2023-11-17
PMFUCNG001 | M6-0486 | Facility Natural Gas Piping | Gas Piping | MEC | PM | FOS | OPERATING | 3 | 2023-08-11
PMH01002 | M6-0486 | BOILER H/W W'LIAM/DAVIS S/N 6750-1990 | Boilers-HW | HVC | PM | FOS | OPERATING | 2 | 2022-05-25
PMH03004 | M6-0486 | PUMP HW AMTROL | Pump-Pad Mount-(HTHW/HW)-GT10HP | HVC | N/A | XSD | DECOMMISSIONED | 4 | 2012-09-14
PMH03005 | M6-0486 | PUMP HW AMTROL | Pump-Pad Mount-(HTHW/HW)-GT10HP | HVC | N/A | XSD | DECOMMISSIONED | 4 | 2020-09-29
PMH03005-R1 | M6-0486 | PUMP HW AMTROL | Pump-Pad Mount-(HTHW/HW)-GT10HP | HVC | N/A | XSD | DECOMMISSIONED | 3 | 2021-03-24
PMH03005-R2 | M6-0486 | PUMP HW THRUST; S/N 572679 | Pump-Pad Mount-(HTHW/HW)-GT10HP | HVC | PM | FOS | OPERATING | 4 | 2024-03-07
PMLAD2121 | M6-0486 | LADDER LAD SAFE | Ladder | STR | PM | FOS | OPERATING | 2 | 2022-10-05
PMS12002 | M6-0486 | BFP FEBCO 2" | BFP | WWS | PM | FOS | OPERATING | 4 | 2023-08-21
PMS12004 | M6-0486 | BFP ZURN-WILKINS 6" M/N 950 DC S/N A10054 | BFP-Fire | WWS | N/A | XSD | DECOMMISSIONED | 3 | 2014-01-31
PMS12005 | M6-0486 | BFP 1" WATTS MDL 919QT, RP, S/N 15486 | BFP | WWS | N/A | XSD | DECOMMISSIONED | 3 | 2013-03-26
PMS12006 | M6-0486 | BFP ZURN-WILKINS 6" DC M/N 950 S/N A09768 | BFP-Fire | WWS | PM | FOS | OPERATING | 4 | 2024-02-15
PMS12007 | M6-0486 | BFP FEBCO 3" RP M/N LF 860 S/N N1506151132 | BFP | WWS | PM | FOS | OPERATING | 3 | 2023-09-20
PMS12008 | M6-0486 | BFP WATTS 909 3" RP, S/N 183955 | BFP | WWS | N/A | XSD | DECOMMISSIONED | 3 | 2012-10-29
PN101001 | M7-1098 | FAN EXH ROOF VENT SET, D/D | Fan-Exhaust-LT100HP | MEC | RTF | FOS | OPERATING | 3 | 2010-11-01
PN203001 | M7-1098 | LIGHTNING PROTECTION | Lightning Prot | ELV | PM | FOS | OPERATING | 4 | 2021-11-29
PN501002 | M7-1098 | ROOF, BANANA RIVER PUMP STA 646 SF | Roof-BUR | STR | PM | FOS | OPERATING | 2 | 2024-01-10
PNFH1140 | M7-1098 | HYDRANT, FIRE, MUELLER 5-1/4" 1963 | Hydrant | WWS | N/A | XSD | DECOMMISSIONED | 4 | 2017-12-13
PNFH1140-R1 | M7-1098 | Hydrant, FIRE, AMERICAN DARLING, 2015 | Hydrant | WWS | PM | FOS | OPERATING | 4 | 2023-12-15
PNFH1150 | UK-0031 | Hydrant, FIRE, AMERICAN DARLING, 2015 | Hydrant | WWS | PM | FOS | OPERATING | 4 | 2023-08-22
PNFH1160 | UK-0031 | Hydrant, FIRE, AMERICAN DARLING, 2015 | Hydrant | WWS | PM | FOS | OPERATING | 3 | 2023-08-16
PNFH1170 | UK-0031 | Hydrant, FIRE, AMERICAN DARLING, 2015 | Hydrant | WWS | PM | FOS | OPERATING | 4 | 2023-08-16
PNFKPBD711 | M7-1098 | Beams, Banna River Bridge | Beam Detectors | PSY | PM | FOS | OPERATING | 2 | 2020-05-28
PNFKPCP071 | M7-1098 | INTELLIGENT SYSTEM CONTROLLER #71 | ESS | PSY | PM | FOS | OPERATING | 3 | 2024-02-15
PO202001 | M7-0554 | LIGHTNING PROTECTION | Lightning Prot | ELV | PM | FOS | OPERATING | 3 | 2021-03-31
PO301001 | M7-0554 | SHOWER & EYEWASH SAFETY | Shwr-Eyewash | WWS | PM | FOS | OPERATING | 3 | 2024-02-15
PO501002 | M7-0554 | ROOF, OPS POL BLDG 1344 SF | Roof-BUR | STR | PM | FOS | OPERATING | 2 | 2022-01-28
POE90001 | M7-0554 | GROUNDING SYSTEM FACILITY | Grounding | ELV | PM | FOS | OPERATING | 3 | 2021-09-23
POF41001 | M7-0554 | FACP, SIMPLEX 4002 | FACP | PSY | PM | FOS | OPERATING | 1 | 2023-06-14
PP200001 | M7-0657 | LIGHTNING PROTECTION | Lightning Prot | ELV | N/A | XSD | DECOMMISSIONED | 4 | 2011-01-20
PPE01001-R1 | M6-0996 | SS 182 500KVA 13.2KV-208/120V FR3 TYPE PDMT COOPER | Transformers-Oil-MV | EHV | N/A | XSD | DECOMMISSIONED | 4 | 2016-04-27
PPFFART001 | M7-0657 | CENTRAL RADIO MONITORING SYSTEM (CRMS) TRANSCEIVER | CRMS | PSY | N/A | XSD | DECOMMISSIONED | 4 | 2014-04-25
PPFH1040 | UK-0031 | Hydrant, FIRE, AMERICAN DARLING, 2013 | Hydrant | WWS | PM | FOS | OPERATING | 4 | 2023-11-17
PPFH1090 | UK-0031 | HYDRANT, FIRE | Hydrant | WWS | N/A | XSD | DECOMMISSIONED | 4 | 2017-11-08
PPFH1090-R1 | UK-0031 | Hydrant, FIRE, AMERICAN DARLING, 2013 | Hydrant | WWS | PM | FOS | OPERATING | 4 | 2023-12-11
PPFH1240 | M7-0657 | HYDRANT, FIRE | Hydrant | WWS | N/A | XSD | DECOMMISSIONED | 4 | 2011-11-15
PPFH1340 | UK-0031 | HYDRANT, FIRE | Hydrant | WWS | N/A | XSD | DECOMMISSIONED | 4 | 2014-11-24
PPFSYWS001 | M7-0657 | WET PIPE FIRE SPRINKLER | Wet Pipe | PSY | N/A | XSD | DECOMMISSIONED | 4 | 2012-04-13
PPFSYWS002 | M7-0657 | WET PIPE FIRE SPRINKLER | Wet Pipe | PSY | N/A | XSD | DECOMMISSIONED | 4 | 2012-04-12
PPS12005 | M7-0657 | BFP FEBCO 805 3" S/N B3154 WEST UNIT | BFP-Fire | WWS | N/A | XSD | DECOMMISSIONED | 3 | 2012-07-09
PPS12006 | M7-0657 | BFP FEBCO 805 3" S/N B3501 EAST UNIT | BFP-Fire | WWS | N/A | XSD | DECOMMISSIONED | 3 | 2012-07-09
PPS12007-R1 | M7-0657 | BFP WATTS 909 3" RP WEST UNIT, S/N 183893 | BFP | WWS | N/A | XSD | DECOMMISSIONED | 3 | 2011-11-02
PPS12008-R1 | M7-0657 | BFP WATTS 909 3" RP EAST UNIT, S/N 183891 | BFP | WWS | N/A | XSD | DECOMMISSIONED | 3 | 2011-11-02
PPS12009 | M7-0657 | BFP FEBCO 805 4" S/N B3857 W.UNIT | BFP-Fire | WWS | N/A | XSD | DECOMMISSIONED | 3 | 2012-07-09
PPS12010 | M7-0657 | BFP FEBCO 805 4" S/N B3859 EAST UNIT | BFP-Fire | WWS | N/A | XSD | DECOMMISSIONED | 3 | 2012-07-09
PPS12011 | M7-0657 | BFP FEBCO 805YD 4" S/N 14084 E.UNIT | BFP-Fire | WWS | N/A | XSD | DECOMMISSIONED | 3 | 2012-07-10
PPS12012 | M7-0657 | BFP FEBCO 805YD 4" S/N 14088 W.UNIT | BFP-Fire | WWS | N/A | XSD | DECOMMISSIONED | 3 | 2012-07-10
PPS12013 | M7-0657 | BFP FEBCO 825Y 2" REDUCED PRESSURE TYPE, S/N H00506 | BFP | WWS | N/A | XSD | DECOMMISSIONED | 3 | 2012-02-08
PPS12014 | M7-0657 | BFP 2" FEBCO 825Y REDUCED PRESSURE TYPE, S/N H00479 | BFP | WWS | N/A | XSD | DECOMMISSIONED | 3 | 2012-02-08
PR501002 | J8-1862 | ROOF, HYPERGOL OXIDIZER FAC, METAL, 2880 SF | Roof-Metal | STR | N/A | NIC | NOT_IN_CONTRACT | 1 | 2011-07-15
PS501002 | J8-1906 | ROOF, HYPERGOL FUEL FAC, METAL, 2400 SF | Roof-Metal | STR | N/A | NIC | NOT_IN_CONTRACT | 1 | 2011-07-15
PT10010 | J8-1708 | Pad A Potable Water PTCR Rm 107 CV-16.1A | BFP | WWS | N/A | NIC | NOT_IN_CONTRACT | 3 | 2012-08-24
PT10020 | J8-1708 | Pad A Potable Water PTCR Rm 107 CV-16.1B | BFP | WWS | N/A | NIC | NOT_IN_CONTRACT | 3 | 2012-08-24
PT10030 | J8-1708 | Pad A Potable Water PTCR Rm 103 BFP-16.1 | BFP | WWS | N/A | NIC | NOT_IN_CONTRACT | 4 | 2012-08-24
PT10040 | J8-1708 | Pad A Potable Water PTCR Rm 103 BFP-16.2 | BFP | WWS | N/A | NIC | NOT_IN_CONTRACT | 4 | 2012-08-24
PT305001 | J8-1708 | VALVE, PRESSURE REDUCING, CLA-VAL 6-90-21, #014 | Valves-PRV | WWS | N/A | NIC | NOT_IN_CONTRACT | 3 | 2013-02-15
PT305002 | J8-1708 | VALVE, PRESSURE REDUCING, CLA-VAL 6-90-21, #015 | Valves-PRV | WWS | N/A | NIC | NOT_IN_CONTRACT | 3 | 2013-02-15
PT501002 | J8-1708 | ROOF, BUR, LAUNCH PAD 39A, 450 SF | Roof-BUR | STR | N/A | NIC | NOT_IN_CONTRACT | 4 | 2010-09-15
PT601000 | J8-1708 | Elevator, Traction, Pad A FSS 1 | Elevator | MEC | N/A | NIC | NOT_IN_CONTRACT | 4 | 2014-04-03
PT602000 | J8-1708 | Elevator, Traction, Pad A FSS 2 | Elevator | MEC | N/A | NIC | NOT_IN_CONTRACT | 4 | 2014-04-03
PT602001 | J8-1708 | Elevator, Hydraulic, Pad A, No. 2, with 168 Gallon Tank | Elevator | MEC | N/A | NIC | NOT_IN_CONTRACT | 4 | 2014-04-03
PT603000 | J8-1708 | Elevator, Traction, Pad A RSS | Elevator | MEC | N/A | NIC | NOT_IN_CONTRACT | 4 | 2012-02-21
PT603001 | J8-1708 | Elevator, Hydraulic, Pad, A No. 3, with 127 Gallon Tank | Elevator | MEC | N/A | NIC | NOT_IN_CONTRACT | 4 | 2014-04-03
PT720104 | J8-1708 | CHW PUMP P-4, 480 V 3 Phase Disconnect on Wall | Pump-Pad Mount-(CHW/CW)-GT10HP | HVC | N/A | NIC | NOT_IN_CONTRACT | 3 | 2012-09-11
PT720107 | J8-1708 | Fan 1, Cooling Tower, 480 V, 3 Phase, Disconnect on Panel | Cooling Tower | HVC | N/A | NIC | NOT_IN_CONTRACT | 2 | 2012-10-31
PT720108 | J8-1708 | Fan 2, Cooling Tower, 480 V, 3 Phase Disconnect on panel | Cooling Tower | HVC | N/A | NIC | NOT_IN_CONTRACT | 2 | 2012-10-31
PT720109 | J8-1708 | Fan 3, Cooling Tower, 480 V, 3 Phase, Disconnect on Panel | Cooling Tower | HVC | N/A | NIC | NOT_IN_CONTRACT | 1 | 2013-03-05
PT720110 | J8-1708 | CHW PUMP P-6 (J8-1708, PTCR RM 106) (480 V 3 Phase Disconnect on Wall) | Pump-Pad Mount-(CHW/CW)-GT10HP | HVC | N/A | NIC | NOT_IN_CONTRACT | 3 | 2012-10-11
PT720111 | J8-1708 | Condenser Water Pump P-2 J8-1708, HVAC Cooling Tower Area (480V Service disconne | Pump-Pad Mount-(CHW/CW)-GT10HP | HVC | N/A | NIC | NOT_IN_CONTRACT | 3 | 2012-10-11
PT720112 | J8-1708 | Condenser Water PUMP P-1 (J8-1708, HVAC Cooling Tower Area 480V Service disconne | Pump-Pad Mount-(CHW/CW)-GT10HP | HVC | N/A | NIC | NOT_IN_CONTRACT | 3 | 2012-09-11
PT720115 | J8-1708 | Air Handler Unit AHU-6, (J8-1708, ECS RM) (480 V 3 Phase Disconnect in MCC) | AHU-CHW-5T_30T | HVC | N/A | NIC | NOT_IN_CONTRACT | 4 | 2013-01-15
PT720116 | J8-1708 | Air Handler Unit AHU-7, (J8-1708, ECS RM) (480 V 3 Phase Disconnect in MCC) | AHU-CHW-5T_30T | HVC | N/A | NIC | NOT_IN_CONTRACT | 4 | 2013-01-15
PT720117 | J8-1708 | AIR HANDLER UNIT AHU-8, (J8-1708, ECS RM) (480 V 3 Phase Disconnect in MCC) | AHU-CHW-5T_30T | HVC | N/A | NIC | NOT_IN_CONTRACT | 4 | 2013-01-15
PT720129 | J8-1708 | CHILLED WATER PUMP P-7 (J8-1708, PTCR RM 107) (480 V 3 Phase Disconnect on Wall) | Pump-Pad Mount-(CHW/CW)-GT10HP | HVC | N/A | NIC | NOT_IN_CONTRACT | 3 | 2012-10-16
PT720303 | J8-1708 | AIR COMPRESSOR CA-1 (J8-1708, PAD A) (480V 3 ph disconnect on wall) | Compressors-Air-Reciprocating | HVC | N/A | NIC | NOT_IN_CONTRACT | 4 | 2013-01-28
PT720304 | J8-1708 | AIR COMPRESSOR CA-2 (J8-1708, PAD A) (480V 3 ph disconnect on wall) | Compressors-Air-Reciprocating | HVC | N/A | NIC | NOT_IN_CONTRACT | 4 | 2013-01-28
PT720307 | J8-1708 | Supply Fan SF-5 (J8-1708, ECS RM) (480 V 3 Phase Disconnect on Wall) | Fan-Supply-LT100HP | HVC | N/A | NIC | NOT_IN_CONTRACT | 4 | 2012-09-07
PT720308 | J8-1708 | Supply Fan SF-5R (J8-1708, ECS RM) (480 V 3 Phase Disconnect on Wall) | Fan-Supply-LT100HP | HVC | N/A | NIC | NOT_IN_CONTRACT | 4 | 2012-09-07
PT720800 | J8-1708 | Air Dryer, HVAC, PAD A PTCR (120V plug in) | Refrigeration-Air Dryer | HVC | N/A | NIC | NOT_IN_CONTRACT | 4 | 2012-02-15
PTA03001 | J8-1708 | Expansion Tank, Chilled Water | Tanks-Expansion-CW | HVC | N/A | NIC | NOT_IN_CONTRACT | 4 | 2013-01-22
PTA04001 | J8-1708 | Supply Fan SF-6 (480 Volt, 3 Phase, Disconnect on Wall) | Fan-Supply-LT100HP | HVC | N/A | NIC | NOT_IN_CONTRACT | 4 | 2012-09-07
PTA04002 | J8-1708 | Fan 4, Cooling Tower, 480 V, 3 Phase, Disconnect on Panel | Cooling Tower | HVC | N/A | NIC | NOT_IN_CONTRACT | 1 | 2012-10-31
PTA06002 | J8-1708 | Pad A Water Chiller #2 (460 V 3 Phase Disconnect on wall) | Chiller-GT300T | HVC | N/A | NIC | NOT_IN_CONTRACT | 4 | 2012-11-07
PTA07001 | J8-1708 | Air Handler Unit AHU-1A, Pad A (480 Volt, 3 Phase, Disconnect on Wall) | AHU-CHW-5T_30T | HVC | N/A | NIC | NOT_IN_CONTRACT | 4 | 2012-11-29
PTA07002 | J8-1708 | Air Handler Unit AHU-2A, Pad A (480 Volt, 3 Phase, Disconnect on Wall) | AHU-CHW-5T_30T | HVC | N/A | NIC | NOT_IN_CONTRACT | 4 | 2012-11-29
PTA07003 | J8-1708 | Air Handler Unit AHU-3A, Pad A, PTCR, Room 107 (480 Volt, Disconnect on Wall) | AHU-CHW-5T_30T | HVC | N/A | NIC | NOT_IN_CONTRACT | 4 | 2012-11-29
PTA07004 | J8-1708 | Air Handler Unit AHU-4A (J8-1708, PTCR, ROOM 107) (480 Volt, 3 Phase, Disconnect on Wall) | AHU-CHW-5T_30T | HVC | N/A | NIC | NOT_IN_CONTRACT | 4 | 2012-11-29
PTA11003 | J8-1708 | FCU-1 (J8-1708, PTCR, Room 106) (480 Volt, 3 Phase, Disconnect on Wall) | AHU-CHW-5T_30T | HVC | N/A | NIC | NOT_IN_CONTRACT | 3 | 2012-10-17
PTA11004 | J8-1708 | FCU-1A (J8-1708, Room 2 FLR Hallway) (480 Volt, 3 Phase, Disconnect on Wall) | AHU-CHW-5T_30T | HVC | N/A | NIC | NOT_IN_CONTRACT | 4 | 2012-10-16
PTA11005 | J8-1708 | FCU-2A, (J8-1708, PTCR RM 204) (480 Volt, 3 Phase, Disconnect on Wall) | AHU-CHW-5T_30T | HVC | N/A | NIC | NOT_IN_CONTRACT | 4 | 2012-10-16
PTA11006 | J8-1708 | FCU-3A, (J8-1708, PTCR RM 205) (480 Volt, 3 Phase, Disconnect on Wall) | AHU-CHW-5T_30T | HVC | N/A | NIC | NOT_IN_CONTRACT | 4 | 2012-10-16
PTA11007 | J8-1708 | FCU-4A, (J8-1708, PTCR RM 209) (480 Volt, 3 Phase, Disconnect on Wall) | AHU-CHW-5T_30T | HVC | N/A | NIC | NOT_IN_CONTRACT | 3 | 2012-10-17
PTA11008 | J8-1708 | FCU-5A, (J8-1708, PTCR, Room 209) (480 Volt, 3 Phase, Disconnect on Wall) | AHU-CHW-5T_30T | HVC | N/A | NIC | NOT_IN_CONTRACT | 3 | 2012-10-17
PTA11009 | J8-1768 | FCU-23 ECLSS BLDG J8-1768 (480 Volt, 3 Phase, Disconnect on Wall) | AHU-CHW-5T_30T | HVC | N/A | NIC | NOT_IN_CONTRACT | 3 | 2012-10-24
PTA11010 | J8-1768 | FCU-24 ECLSS BLDG (480 Volt, 3 Phase, Disconnect on Wall) | AHU-CHW-5T_30T | HVC | N/A | NIC | NOT_IN_CONTRACT | 3 | 2012-10-24
PTA11011 | J8-1708 | FCU-10 ECS Control Room (480 Volt, 3 Phase, Disconnect on Wall) | AHU-CHW-5T_30T | HVC | N/A | NIC | NOT_IN_CONTRACT | 3 | 2012-10-17
PTE01014 | J8-1708 | SWSTA 902 BUS 1 ENCL PT/CT MTR CONTROLS | Bus-MV | EHV | PM | FOS | OPERATING | 4 | 2016-05-09
PTE01016 | J8-1708 | SWSTA 902 VCB 1B BUS TIE 1-2 FDR 612/606 | Circuit Breaker-VCB | EHV | PM | FOS | OPERATING | 4 | 2016-05-10
PTE0101601 | J8-1708 | SWSTA 902 RELAY 1B BUS TIE 1-2 FDR 612/606 | Relays-MV | EHV | PM | FOS | OPERATING | 4 | 2021-10-14
PTE01017 | J8-1708 | SWSTA 902 BUS 1 VCB 2A TO SS 952A FDR 612 | Circuit Breaker-VCB | EHV | PM | FOS | OPERATING | 4 | 2016-05-09
PTE0101701 | J8-1708 | SWSTA 902 BUS 1 RELAY 2A TO SS 952A FDR 612 | Relays-MV | EHV | PM | FOS | OPERATING | 4 | 2021-10-12
PTE01018 | J8-1708 | SWSTA 902 BUS 1 VCB 2B TO SPARE FDR 612 | Circuit Breaker-VCB | EHV | PM | FOS | OPERATING | 4 | 2016-05-09
PTE0101801 | J8-1708 | SWSTA 902 BUS 1 RELAY 2B TO SPARE FDR 612 | Relays-MV | EHV | PM | FOS | OPERATING | 4 | 2021-10-12
PTE01019 | J8-1708 | SWSTA 902 BUS 1 VCB 3A TO SS 950B FDR 612 | Circuit Breaker-VCB | EHV | PM | FOS | OPERATING | 4 | 2016-05-09
PTE0101901 | J8-1708 | SWSTA 902 BUS 1 RELAY 3A TO SS 950B FDR 612 | Relays-MV | EHV | PM | FOS | OPERATING | 4 | 2021-10-12
PTE01020 | J8-1708 | SWSTA 902 BUS 1 VCB 3B TO SS 926A FDR 612 | Circuit Breaker-VCB | EHV | PM | FOS | OPERATING | 4 | 2016-05-09
PTE0102001 | J8-1708 | SWSTA 902 BUS 1 RELAY 3B TO SS 926A FDR 612 | Relays-MV | EHV | PM | FOS | OPERATING | 4 | 2021-10-12
PTE01021 | J8-1708 | SWSTA 902 BUS 1 VCB 4A SPARE FDR 612 | Circuit Breaker-VCB | EHV | PM | NSP | OPERATING | 4 | 2016-05-09
PTE0102101 | J8-1708 | SWSTA 902 BUS 1 RELAY 4A TO SS 928A FDR 612 | Relays-MV | EHV | PM | FOS | OPERATING | 4 | 2021-10-13
PTE01022 | J8-1708 | SWSTA 902 BUS 1 VCB 4B TO SS 925A FDR 612 | Circuit Breaker-VCB | EHV | PM | FOS | OPERATING | 4 | 2016-05-10
PTE0102201 | J8-1708 | SWSTA 902 BUS 1 RELAY 4B TO SS 925A FDR 612 | Relays-MV | EHV | PM | FOS | OPERATING | 4 | 2021-10-13
PTE01023 | J8-1708 | SWSTA 902 BUS 1 VCB 5A TO SS 921A FDR 612 | Circuit Breaker-VCB | EHV | PM | FOS | OPERATING | 4 | 2016-05-09
PTE0102301 | J8-1708 | SWSTA 902 BUS 1 RELAY 5A TO SS 921A FDR 612 | Relays-MV | EHV | PM | FOS | OPERATING | 4 | 2021-10-13
PTE01024 | J8-1708 | SWSTA 902 BUS1 VCB 5B SPARE FDR 612 | Circuit Breaker-VCB | EHV | PM | FOS | OPERATING | 4 | 2016-05-10
PTE0102401 | J8-1708 | SWSTA 902 BUS1 RELAY 5B SPARE FDR 612 | Relays-MV | EHV | N/A | XSD | DECOMMISSIONED | 4 | 2020-09-10
PTE0102401-R1 | J8-1708 | SWSTA 902 BUS1 RELAY 5B SPARE FDR 612 | Relays-MV | EHV | PM | FOS | OPERATING | 4 | 2021-10-13
PTE01025 | J8-1708 | SWSTA 902 BUS 1 VCB 6B TO SW STA 900/2B FDR 612 | Circuit Breaker-VCB | EHV | PM | FOS | OPERATING | 4 | 2016-05-10
PTE0102501 | J8-1708 | SWSTA 902 BUS 1 RELAY 6B TO SW STA 900/2B FDR 612 | Relays-MV | EHV | PM | FOS | OPERATING | 4 | 2021-10-14
PTE01026 | J8-1708 | SWSTA 902 BUS 1 VCB 7A TO SPARE FDR 612 | Circuit Breaker-VCB | EHV | PM | FOS | OPERATING | 4 | 2016-05-10
PTE0102601 | J8-1708 | SWSTA 902 BUS 1 RELAY 7A TO SPARE FDR 612 | Relays-MV | EHV | PM | FOS | OPERATING | 4 | 2021-10-14
PTE01027 | J8-1708 | SWSTA 902 BUS 1 VCB 7B TO SS 922A FDR 612 | Circuit Breaker-VCB | EHV | PM | FOS | OPERATING | 4 | 2016-05-10
PTE0102701 | J8-1708 | SWSTA 902 BUS 1 RELAY 7B TO SS 922A FDR 612 | Relays-MV | EHV | PM | FOS | OPERATING | 4 | 2021-10-14
PTE02010 | J8-1708 | SWSTA 902 BUS 2 ENCL PT/CT MTR CONTROLS | Bus-MV | EHV | PM | FOS | OPERATING | 4 | 2016-07-21
PTE02016 | J8-1708 | SWSTA 902 BUS 2 VCB 12A TO SS 920A FDR 606 | Circuit Breaker-VCB | EHV | PM | FOS | OPERATING | 4 | 2016-07-21
PTE0201601 | J8-1708 | SWSTA 902 BUS 2 RELAY 12A TO SS 920A FDR 606 | Relays-MV | EHV | N/A | XSD | DECOMMISSIONED | 4 | 2022-02-10
PTE02017 | J8-1708 | SWSTA 902 BUS 2 VCB 12B TO SS 922B FDR 606 | Circuit Breaker-VCB | EHV | PM | FOS | OPERATING | 4 | 2016-07-21
PTE0201701 | J8-1708 | SWSTA 902 BUS 2 RELAY 12B TO SS 922B FDR 606 | Relays-MV | EHV | PM | FOS | OPERATING | 4 | 2023-11-30
PTE02018 | J8-1708 | SWSTA 902 BUS 2 VCB 13A TO SS 952B FDR 606 | Circuit Breaker-VCB | EHV | PM | FOS | OPERATING | 4 | 2016-07-21
PTE0201801 | J8-1708 | SWSTA 902 BUS 2 RELAY 13A TO SS 952B FDR 606 | Relays-MV | EHV | N/A | XSD | DECOMMISSIONED | 4 | 2022-02-10
PTE0201801-R1 | J8-1708 | SWSTA 902 BUS 2 RELAY 13A TO SS 952B FDR 606 | Relays-MV | EHV | PM | FOS | OPERATING | 4 | 2023-11-30
PTE02019 | J8-1708 | SWSTA 902 BUS 2 VCB 13B TO SS 950A FDR 606 | Circuit Breaker-VCB | EHV | PM | FOS | OPERATING | 4 | 2016-07-21
PTE0201901 | J8-1708 | SWSTA 902 BUS 2 RELAY 13B TO SS 950A FDR 606 | Relays-MV | EHV | PM | FOS | OPERATING | 4 | 2022-02-10
PTE02020 | J8-1708 | SWSTA 902 BUS 2 VCB 14A TO SS 926B FDR 606 | Circuit Breaker-VCB | EHV | PM | FOS | OPERATING | 4 | 2016-07-21
PTE0202001 | J8-1708 | SWSTA 902 BUS 2 RELAY 14A TO SS 926B FDR 606 | Relays-MV | EHV | N/A | XSD | DECOMMISSIONED | 4 | 2022-02-10
PTE0202001-R1 | J8-1708 | SWSTA 902 BUS 2 RELAY 14A TO SS 926B FDR 606 | Relays-MV | EHV | PM | FOS | OPERATING | 4 | 2023-11-30
PTE02021 | J8-1708 | SWSTA 902 BUS 2 VCB 14B SPARE FDR 606 | Circuit Breaker-VCB | EHV | PM | NSP | OPERATING | 4 | 2016-07-22
PTE0202101 | J8-1708 | SWSTA 902 BUS 2 RELAY 14B TO SS 928B FDR 606 | Relays-MV | EHV | PM | FOS | OPERATING | 4 | 2022-02-10
PTE02022 | J8-1708 | SWSTA 902 BUS 2 VCB 15A TO SS 930B FDR 606 | Circuit Breaker-VCB | EHV | PM | FOS | OPERATING | 4 | 2016-07-21
PTE0202201 | J8-1708 | SWSTA 902 BUS 2 RELAY 15A TO SS 930B FDR 606 | Relays-MV | EHV | N/A | XSD | DECOMMISSIONED | 3 | 2019-11-12
PTE0202201-R1 | J8-1708 | SWSTA 902 BUS 2 RELAY 15A TO SS 930B FDR 606 | Relays-MV | EHV | PM | FOS | OPERATING | 4 | 2022-07-28
PTE02023 | J8-1708 | SWSTA 902 BUS 2 VCB 15B TO SS 925B FDR 606 | Circuit Breaker-VCB | EHV | PM | FOS | OPERATING | 4 | 2016-07-21
PTE0202301 | J8-1708 | SWSTA 902 BUS 2 RELAY 15B TO SS 925B FDR 606 | Relays-MV | EHV | PM | FOS | OPERATING | 4 | 2023-11-30
PTE02024 | J8-1708 | SWSTA 902 BUS 2 VCB 16A SPARE FDR 606 | Circuit Breaker-VCB | EHV | PM | FOS | OPERATING | 4 | 2016-07-21
PTE0202401 | J8-1708 | SWSTA 902 BUS 2 RELAY 16A SPARE FDR 606 | Relays-MV | EHV | N/A | XSD | DECOMMISSIONED | 4 | 2022-02-08
PTE02025 | J8-1708 | SWSTA 902 BUS 2 VCB 16B TO SS 923/921B FDR 606 | Circuit Breaker-VCB | EHV | PM | FOS | OPERATING | 4 | 2016-07-21
PTE0202501 | J8-1708 | SWSTA 902 BUS 2 RELAY 16B TO SS 923/921B FDR 606 | Relays-MV | EHV | PM | FOS | OPERATING | 4 | 2023-11-30
PTE02026 | J8-1708 | SWSTA 902 BUS 2 VCB 17B TO SW STA 900/5B FDR 606 | Circuit Breaker-VCB | EHV | PM | FOS | OPERATING | 4 | 2016-07-21
PTE0202601 | J8-1708 | SWSTA 902 BUS 2 RELAY 17B TO SW STA 900/5B FDR 606 | Relays-MV | EHV | PM | FOS | OPERATING | 4 | 2023-11-30
PTE03014 | J8-1708 | 902 BUS 3 ENCL PT/CT MTR CONTROLS | Bus-MV | EHV | PM | FOS | OPERATING | 4 | 2016-05-19
PTE03016 | J8-1708 | SWSTA 902 BUS 3 VCB 8A TO SS 930A FDR 518 | Circuit Breaker-VCB | EHV | PM | FOS | OPERATING | 4 | 2012-06-05
PTE0301601 | J8-1708 | SWSTA 902 BUS 3 RELAY 8A TO SS 930A FDR 518 | Relays-MV | EHV | N/A | XSD | DECOMMISSIONED | 4 | 2015-11-13
PTE0301601-R1 | J8-1708 | SWSTA 902 BUS 3 RELAY 8A TO SS 930A FDR 518 | Relays-MV | EHV | PM | FOS | OPERATING | 4 | 2022-07-26
PTE03017 | J8-1708 | SWSTA 902 BUS 3 VCB 8B FROM VFI 788/S2 FDR 518 | Circuit Breaker-VCB | EHV | PM | FOS | OPERATING | 4 | 2016-05-19
PTE0301701 | J8-1708 | SWSTA 902 BUS 3 RELAY 8B FROM VFI 788/S2 FDR 518 | Relays-MV | EHV | PM | FOS | OPERATING | 4 | 2022-07-26
PTE03018 | J8-1708 | SWSTA 902 BUS 3 VCB 9A SPARE FDR 518 | Circuit Breaker-VCB | EHV | PM | FOS | OPERATING | 4 | 2016-05-19
PTE0301801 | J8-1708 | SWSTA 902 BUS 3 RELAY 9A SPARE FDR 518 | Relays-MV | EHV | PM | FOS | OPERATING | 3 | 2019-11-14
PTE03019 | J8-1708 | SWSTA 902 BUS 3 VCB 9B TO SS 920B FDR 518 | Circuit Breaker-VCB | EHV | PM | FOS | OPERATING | 4 | 2016-05-19
PTE0301901 | J8-1708 | SWSTA 902 BUS 3 RELAY 9B TO SS 920B FDR 518 | Relays-MV | EHV | PM | FOS | OPERATING | 4 | 2022-07-26
PTE03020 | J8-1708 | SWSTA 902 VCB 11B BUS TIE 2-3 FDR 606/518 | Circuit Breaker-VCB | EHV | PM | FOS | OPERATING | 4 | 2016-05-19
PTE0302001 | J8-1708 | SWSTA 902 RELAY 11B BUS TIE 2-3 FDR 606/518 | Relays-MV | EHV | PM | FOS | OPERATING | 4 | 2022-02-10
PTE08001 | J8-1708 | SS 952B 1500KVA 13.8KV/480V PDMT | Transformers-Oil-MV | EHV | PM | FOS | OPERATING | 4 | 2024-02-16
PTE09001 | J8-1708 | SS 952A 1500KVA 13.8KV/480V PDMT | Transformers-Oil-MV | EHV | PM | FOS | OPERATING | 4 | 2023-07-12
PTE10001 | J8-1708 | SS 950B 1500KVA 13.8KV/480V PDMT | Transformers-Oil-MV | EHV | PM | FOS | OPERATING | 4 | 2024-01-05
PTE11001 | J8-1708 | SS 950A 1500KVA 13.8KV/480V PDMT | Transformers-Oil-MV | EHV | PM | FOS | OPERATING | 4 | 2021-08-05
PTE11002 | J8-1708 | Circuit Breaker, Pad-A USS-950A, Main breaker | Circuit Breaker-LV Draw Out | ELV | N/A | NIC | NOT_IN_CONTRACT | 4 | 2012-10-31
PTE1100201 | J8-1708 | Relay, USS-950A Main Breaker | Relays-Trip Units | ELV | N/A | NIC | NOT_IN_CONTRACT | 4 | 2012-11-06
PTE17030 | J8-1708 | ATS-68, Automatic Transfer Switch, Pad-A | ATS | ELV | N/A | NIC | NOT_IN_CONTRACT | 4 | 2012-12-20
PTE20002 | J8-1708 | SS 930A 1500KVA 13.8KV/480V PDMT | Transformers-Oil-MV | EHV | PM | FOS | OPERATING | 4 | 2024-01-24
PTE21002 | J8-1708 | SS 930B 1500KVA 13.8KV/480V PDMT | Transformers-Oil-MV | EHV | PM | FOS | OPERATING | 4 | 2024-01-26
PTE99100 | J8-1708 | Battery Charger 130V, SWST 902 | Battery Charger | EHV | N/A | XSD | DECOMMISSIONED | 2 | 2015-04-06
PTE99100-R1 | J8-1708 | Battery Charger 130V, SWST 902 | Battery Charger | EHV | PM | FOS | OPERATING | 3 | 2024-04-25
PTE99101 | J8-1708 | Battery Bank 130V, SWST 902 | Battery Bank-Lead Acid (VRLA) | EHV | N/A | XSD | DECOMMISSIONED | 3 | 2012-08-16
PTE99101-R1 | J8-1708 | Battery Bank 130V, SWST 902 | Battery Bank-Lead Acid (VRLA) | EHV | PM | FOS | OPERATING | 3 | 2024-04-24
PTF20001 | J8-1768 | SPRINKLER SYSTEM, ENVIRONMENTAL CONTROL & LIFE SUP | Wet Pipe | PSY | N/A | NIC | NOT_IN_CONTRACT | 4 | 2013-04-22
PTF41003 | J8-1708 | FACP, SIMPLEX 4100 | FACP | PSY | N/A | NIC | NOT_IN_CONTRACT | 3 | 2012-10-17
PTFFAAS001 | J8-1708 | AIR SAMPLING DETECTION SYSTEM, VESDA, ECS AREA | ASSD | PSY | N/A | NIC | NOT_IN_CONTRACT | 4 | 2013-03-07
PTFFAAS002 | J8-1708 | AIR SAMPLING DETECTION SYSTEM, VESDA, PTCR AREA | ASSD | PSY | N/A | NIC | NOT_IN_CONTRACT | 4 | 2013-03-08
PTFH1010 | J8-1708 | Hydrant, Fire | Hydrant | WWS | N/A | NIC | NOT_IN_CONTRACT | 4 | 2013-02-13
PTFH1040 | J8-1708 | Hydrant, Fire | Hydrant | WWS | N/A | NIC | NOT_IN_CONTRACT | 4 | 2013-02-14
PTFH1045 | J8-1708 | Hydrant, Fire | Hydrant | WWS | N/A | NIC | NOT_IN_CONTRACT | 4 | 2013-02-14
PTFH1050 | J8-1708 | Hydrant, Fire | Hydrant | WWS | N/A | NIC | NOT_IN_CONTRACT | 4 | 2013-02-13
PTFH1090 | J8-1708 | Hydrant, Fire | Hydrant | WWS | N/A | NIC | NOT_IN_CONTRACT | 4 | 2013-02-13
PTFH1260 | J8-1708 | Hydrant, Fire | Hydrant | WWS | N/A | NIC | NOT_IN_CONTRACT | 4 | 2013-02-13
PTFH1315 | J8-1708 | Hydrant, Fire | Hydrant | WWS | N/A | NIC | NOT_IN_CONTRACT | 3 | 2013-02-11
PTFH1320 | J8-1708 | Hydrant, Fire | Hydrant | WWS | N/A | NIC | NOT_IN_CONTRACT | 3 | 2013-02-11
PTFH1325 | J8-1708 | Hydrant, Fire | Hydrant | WWS | N/A | NIC | NOT_IN_CONTRACT | 3 | 2013-02-11
PTFH1330 | J8-1708 | Hydrant, Fire | Hydrant | WWS | N/A | NIC | NOT_IN_CONTRACT | 3 | 2013-02-11
PTFHA210 | J8-1708 | HALON FIRE SUPPRESSION SYSTEM, FILE VI, PAD 39A | Halon | PSY | N/A | NIC | NOT_IN_CONTRACT | 4 | 2011-12-20
PTFKPCP061 | J8-1708 | INTELLIGENT SYSTEM CONTROLLER #61 | ESS | PSY | N/A | XSD | DECOMMISSIONED | 4 | 2011-09-02
PTFKPCP062 | J8-1708 | INTELLIGENT SYSTEM CONTROLLER #62 | ESS | PSY | N/A | XSD | DECOMMISSIONED | 4 | 2011-08-29
PTFSYFS001 | J8-1708 | FIXED SPRAY FIRE SUPPRESSION SYSTEM, 4'' | Fixed Spray | PSY | N/A | NIC | NOT_IN_CONTRACT | 4 | 2013-11-12
PTFSYPA001 | J8-1708 | PRE-ACTION SPRINKLER SYSTEM, 4'' FL1 w/GN2 | Pre-Action | PSY | N/A | NIC | NOT_IN_CONTRACT | 4 | 2013-04-24
PTFSYPR001 | J8-1708 | PRESSURE RELIEF SYSTEM, FIRE SPRINKLER | Pressure-Relief | PSY | N/A | NIC | NOT_IN_CONTRACT | 4 | 2014-04-02
PTFSYWS001 | J8-1708 | WET PIPE FIRE SPRINKLER SYSTEM, 4'' FL1 | Wet Pipe | PSY | N/A | NIC | NOT_IN_CONTRACT | 4 | 2013-12-02
PTFSYWS002 | J8-1708 | WET PIPE SPRINKLER SYSTEM | Wet Pipe | PSY | N/A | NIC | NOT_IN_CONTRACT | 4 | 2013-08-19
PTFWI001 | J8-1708 | Fire Protection MLP Interface | Water Interface | WWS | N/A | NIC | NOT_IN_CONTRACT | 3 | 2012-09-13
PTFWI002 | J8-1708 | Potable Water MLP Interface | Water Interface | WWS | N/A | NIC | NOT_IN_CONTRACT | 3 | 2012-09-10
PTFWI003 | J8-1708 | Safewaste MLP Interface | Water Interface | WWS | N/A | NIC | NOT_IN_CONTRACT | 3 | 2012-09-10
PTFWI004 | J8-1708 | Industrial Waste MLP Interface | Water Interface | WWS | N/A | NIC | NOT_IN_CONTRACT | 3 | 2012-09-13
PTS12001 | J8-1708 | BFP WATTS 909 10" RP EAST, S/N 403129 | BFP | WWS | N/A | XSD | NOT_IN_CONTRACT | 3 | 2013-10-28
PTS12002 | J8-1708 | BFP WATTS 909 10" RP WEST, S/N 403130 | BFP | WWS | N/A | XSD | NOT_IN_CONTRACT | 3 | 2013-10-28
PTS12003 | J8-1708 | BFP, Double Check, Pad A, Valve 41.1 | BFP-Fire | WWS | N/A | NIC | NOT_IN_CONTRACT | 3 | 2013-01-07
PTS12004 | J8-1708 | BFP, Double CheckPad A, Valve 41.2 | BFP-Fire | WWS | N/A | NIC | NOT_IN_CONTRACT | 3 | 2013-01-07
PU501002 | N6-2296B | ROOF, SEW PMP STA S-PLY 84 SF | Roof-Single Ply | STR | PM | FOS | OPERATING | 3 | 2022-09-21
PV201001 | K7-0417 | LIGHTNING PROTECTION POL STOR 1 | Lightning Prot | ELV | PM | FOS | OPERATING | 4 | 2021-02-15
PV303001 | K7-0418A | SAFETY SHOWER/EYEWASH UNIT, GUARDIAN | Shwr-Eyewash | WWS | PM | FOS | OPERATING | 3 | 2023-06-07
PV308001 | K7-0418 | FILTER SYSTEM, 20", RAINWATER | Filters-Water | WWS | PM | FOS | OPERATING | 3 | 2023-07-26
PV601001 | K7-0418 | ELEVATOR PROPS NORTH, TRACTION, 3500 LBS CAPACITY, 2 LANDINGS | Elevator, Traction | MEC | PM | FOS | OPERATING | 4 | 2024-04-19
PVAIAAX001 | K7-0418 | AIR HANDLER, DX | AHU-DX-5T_30T | HVC | PM | FOS | OPERATING | 3 | 2024-01-17
PVAIAAX002 | K7-0418 | AIR HANDLER, DX | AHU-DX-LT5T | HVC | PM | FOS | OPERATING | 3 | 2024-05-06
PVAIAAX003 | K7-0418 | AIR HANDLER, DX | AHU-DX-LT5T | HVC | PM | FOS | OPERATING | 3 | 2024-04-28
PVAIACU001 | K7-0418 | CONDENSING UNIT | AHU-DX-Condenser | HVC | PM | FOS | OPERATING | 3 | 2024-01-17
PVAIACU002 | K7-0418 | HEAT PUMP UNIT | AHU-DX-Condenser | HVC | PM | FOS | OPERATING | 3 | 2024-01-17
PVE01001 | K7-0418 | SS 838 1000KVA 13.8KV-480/277V FR3 TYPE PDMT COOPER | Transformers-Oil-MV | EHV | PM/PT | FOS | OPERATING | 4 | 2022-03-06
PVE21001 | K7-0418 | SS TT 500KVA 13.8KV-480/277V FR3 TYPE PDMT COOPER | Transformers-Oil-MV | EHV | PM/PT | FOS | OPERATING | 4 | 2024-02-02
PVE22001 | K7-0418 | SS TT-1 1000KVA 13.8KV-480/277V FR3 TYPE PDMT COOPER | Transformers-Oil-MV | EHV | PM/PT | FOS | OPERATING | 4 | 2022-03-06
PVE90001 | K7-0417 | GROUNDING SYSTEM FACILITY | Grounding | ELV | PM | FOS | OPERATING | 4 | 2020-01-31
PVFFACP001 | K7-0418 | FACP, SIMPLEX 4100U | FACP | PSY | PM | FOS | OPERATING | 3 | 2023-10-06
PVFFART001 | K7-0418 | CENTRAL RADIO MONITORING SYSTEM (CRMS) TRANSCEIVER | CRMS | PSY | PM | FOS | OPERATING | 3 | 2023-08-14
PVFH1090 | K7-0418 | FIRE HYDRANT MUELLER 5-1/4" 2009 | Hydrant | WWS | PM | FOS | OPERATING | 4 | 2023-05-31
PVFH1180 | K7-0418A | FIRE HYDRANT MUELLER 5-1/4" 2009 | Hydrant | WWS | PM | FOS | OPERATING | 4 | 2023-05-31
PVFSYWS001 | K7-0418 | WET PIPE FIRE SPRINKLER SYSTEM | Wet Pipe | PSY | PM | FOS | OPERATING | 3 | 2024-04-25
PVFSYWS002 | K7-0418A | WET PIPE FIRE SPRINKLER SYSTEM | Wet Pipe | PSY | PM | FOS | OPERATING | 4 | 2024-04-26
PVS12002 | K7-0418 | BFP, 2" RP, WATTS, S/N 278104 | BFP | WWS | PM | FOS | OPERATING | 4 | 2023-05-31
PVS12003 | K7-0418 | BFP, 6" DC, FEBCO, S/N N0912221138 | BFP-Fire | WWS | PM | FOS | OPERATING | 3 | 2024-03-29
PVS12004 | K7-0418 | BFP, 2" RP, WATTS, S/N 274488 | BFP | WWS | PM | FOS | OPERATING | 4 | 2023-05-31
PVS12005 | K7-0418 | BFP, 1-1/2" RP, WILKINS ZURN, S/N 3217811 | BFP | WWS | PM | FOS | OPERATING | 4 | 2023-05-31
PVS12006 | UK-0031 | BFP, WILKINS-ZURN 975XL2, 1", S/N 3824555 | BFP | WWS | PM | FOS | OPERATING | 4 | 2024-03-19
PX302001 | M6-0894A | SHOWER & EYEWASH SAFETY SPEAKMAN | Shwr-Eyewash | WWS | N/A | XSD | DECOMMISSIONED | 4 | 2014-02-12
PX501002 | M6-0894A | ROOF, ACID STOR SHED 4896 SF METAL | Roof-Metal | STR | N/A | XSD | DECOMMISSIONED | 1 | 2012-11-07
PZ633002 | M6-0687 | HOIST, HYDRAULIC PORTABLE 1/2 TON | Hoist | MEC | PM | FOS | OPERATING | 4 | 2024-04-30
PZ633003 | M6-0687 | HOIST, HYDRAULIC PORTABLE 2 TON CAP | Hoist | MEC | PM | FOS | OPERATING | 4 | 2024-04-30
PZFH1070 | UK-0031 | HYDRANT, FIRE, MUELLER 5-1/4" 1964 | Hydrant | WWS | N/A | XSD | DECOMMISSIONED | 3 | 2015-02-17
Q6-0082AELVLU | Q6-0082A | BLDG. Q6-0082A ELV LIGHTNING PROTECTION SUBSYSTEMS | Lightning Prot | ELV | PM | FOS | OPERATING | 4 | 2023-01-26
Q6-0082ELVLU | Q6-0082 | BLDG. Q6-0082 ELV LIGHTNING PROTECTION SUBSYSTEMS | System | ELV | HO | FOS | OPERATING | 4 | 2011-04-22
Q9101002-C | M7-0777 | AHU EAST | AHU-CHW-GT30T | HVC | PM | FOS | OPERATING | 4 | 2024-01-22
Q9101004 | M7-0777 | AHU WEST | AHU-CHW-GT30T | HVC | PM | FOS | OPERATING | 4 | 2024-01-24
Q9101007 | M7-0777 | AHU #2 | AHU-CHW-5T_30T | HVC | PM | FOS | OPERATING | 1 | 2021-06-21
Q9101008 | M7-0777 | AHU #1 | AHU-CHW-5T_30T | HVC | PM | FOS | OPERATING | 2 | 2019-12-19
Q9101012 | M7-0777 | AIR UNIT #1 (OAU-1), OUTSIDE, SOUTH | AHU-CHW-5T_30T | HVC | PM | FOS | OPERATING | 3 | 2023-12-20
Q9101013 | M7-0777 | AIR UNIT #2 (OAU-2), OUTSIDE, NORTH | AHU-CHW-5T_30T | HVC | PM | FOS | OPERATING | 3 | 2023-12-20
Q9103002 | M7-0777 | CHILLED WATER EXPANSION TANK | Tanks-Expansion-CW | HVC | PM | FOS | OPERATING | 2 | 2017-05-15
Q9103004 | M7-0777 | CHILLER, AIR-COOLED, TRANE | Chiller-Package | HVC | N/A | XSD | DECOMMISSIONED | 2 | 2016-09-19
Q9103004-R1 | M7-0777 | CHILLER, AIR-COOLED, TRANE | Chiller-Package | HVC | PM | FOS | OPERATING | 2 | 2024-01-22
Q9105002 | M7-0777 | HOT WATER EXPANSION TANK | Tanks-Expansion-HW | HVC | PM | FOS | OPERATING | 4 | 2024-04-30
Q9105003 | M7-0777 | BOILER ELECTRIC HOT WATER | Boilers-Electric | HVC | PM | FOS | OPERATING | 4 | 2023-09-26
Q9107003 | M7-0777 | PUMP HOT WATER 1 | Pump-Pad Mount-(HTHW/HW)-GT10HP | HVC | PM | FOS | OPERATING | 4 | 2024-03-19
Q9107006 | M7-0777 | CHILLED WATER PUMP | Pump-Pad Mount-(CHW/CW)-GT10HP | HVC | PM | FOS | OPERATING | 4 | 2024-03-15
Q9107007 | M7-0777 | CHILLED WATER PUMP | Pump-Pad Mount-(CHW/CW)-GT10HP | HVC | PM | FOS | OPERATING | 4 | 2024-03-25
Q9107008 | M7-0777 | PUMP HOT WATER 2 | Pump-Pad Mount-(HTHW/HW)-GT10HP | HVC | PM | FOS | OPERATING | 4 | 2024-03-19
Q9201001 | M7-0777 | LIGHTNING PROTECTION | Lightning Prot-ORD | ELV | PM | FOS | OPERATING | 4 | 2023-03-14
Q92ELITE | M7-0777 | LIGHTS, EMERGENCY & EXIT, M7-0777 | Emer-Exit Lights Self Testing | ELV | PM | FOS | OPERATING | 3 | 2017-10-04
Q9302001 | M7-0777 | Shower & Eyewash Guardian | Shwr-Eyewash | WWS | PM | FOS | OPERATING | 4 | 2023-04-12
Q9307001 | M7-0777 | HOSE REEL, WASHDOWN, HANLEY | Hose-Washdown | WWS | RTF | FOS | OPERATING | 3 | 2014-06-24
Q9501002 | M7-0777 | ROOF, SINGLE PLY, HI-BAY, 10800 SF | Roof-Single Ply | STR | N/A | XSD | DECOMMISSIONED | 4 | 2017-05-18
Q9501002A | M7-0777 | ROOF, METAL, NORTH, 2828 SF | Roof-Metal | STR | PM | FOS | OPERATING | 3 | 2023-06-23
Q9501002B | M7-0777 | ROOF, METAL, SOUTH HIGH, 5040 SF | Roof-Metal | STR | PM | FOS | OPERATING | 3 | 2023-06-23
Q9501002C | M7-0777 | ROOF, METAL, SOUTH LOW, 4200 SF | Roof-Metal | STR | PM | FOS | OPERATING | 2 | 2022-06-16
Q9501002D | M7-0777 | ROOF, BUR, CNTR MID BAY, 3906 SF | Roof-BUR | STR | PM | FOS | OPERATING | 2 | 2023-07-24
Q9501002-R1 | M7-0777 | ROOF, SINGLE PLY, HI-BAY, 10800 SF | Roof-Single Ply | STR | PM | FOS | OPERATING | 4 | 2023-06-27
Q9601001 | M7-0777 | ELEVATOR LASF, with 143 Gallon Tank | Elevator, Hydraulic | MEC | PM | FOS | OPERATING | 4 | 2024-05-03
Q9801002 | M7-0776B | AIR COMPRESSOR, ROTARY SCREW, QUINCY | Compressors-Air-Screw | HVC | PM | FOS | OPERATING | 4 | 2024-02-22
Q9801004 | M7-0776B | AIR COMPRESSOR, ROTARY SCREW, KAESER | Compressors-Air-Screw | HVC | N/A | XSD | DECOMMISSIONED | 3 | 2022-10-25
Q9802001 | M7-0777 | VACUUM PRODUCER | Vacuum Producer | HVC | PM | FOS | OPERATING | 4 | 2023-11-06
Q9ACAAD001 | M7-0776B | Dryer Air, Refrigerated | Refrigeration-Air Dryer | HVC | PM | FOS | OPERATING | 4 | 2023-07-01
Q9AIAHF001 | M7-0777 | H-1 HUMIDIFIER AHU-1 | Humidifier | HVC | PM | FOS | OPERATING | 3 | 2024-01-19
Q9AIAHF002 | M7-0777 | H-2 HUMIDIFIER AHU-2 | Humidifier | HVC | PM | FOS | OPERATING | 3 | 2024-01-19
Q9E01001 | M7-0777 | SS 114 1000KVA 13.2KV-480/277V 3PH WEST | Transformers-Oil-MV | ELV | N/A | XSD | DECOMMISSIONED | 2 | 2016-04-27
Q9E01001-R1 | M7-0777 | SS 114 1500KVA 13.2KV-480/277V FR3 PDMT COOPER | Transformers-Oil-MV | ELV | PM/PT | FOS | OPERATING | 4 | 2023-04-02
Q9E01003 | M7-0777 | Main Breaker, USS-114 Cubicle 2B | Circuit Breaker-LV Draw Out | ELV | N/A | XSD | DECOMMISSIONED | 4 | 2012-06-04
Q9E01004 | M7-0777 | Tie Circuit Breaker, USS-114 Cubicle 2D | Circuit Breaker-LV Draw Out | ELV | N/A | XSD | DECOMMISSIONED | 3 | 2012-06-02
Q9E01007 | M7-0777 | SS-114, Substation Secondary, LASF | Substation-LV-Draw Out | ELV | N/A | XSD | DECOMMISSIONED | 3 | 2016-01-18
Q9E01022 | M7-0777 | SS-114 Substation Secondary, LASF | Substation Secondary | ELV | PM | FOS | OPERATING | 3 | 2023-01-20
Q9E02001 | M7-0777 | SS 102 1000KVA 13.2KV 480/277V S#25206001 | Transformers-Oil-MV | EHV | PM/PT | FOS | OPERATING | 2 | 2020-08-10
Q9E0200601 | M7-0777 | Relay, USS-102 Cubicle 4B | Relays-LV | ELV | RTF | FOS | OPERATING | 4 | 2012-06-13
Q9E0200701 | M7-0777 | Relay, USS-102 Cubicle 4C | Relays-LV | ELV | RTF | FOS | OPERATING | 4 | 2012-06-13
Q9E0201001 | M7-0777 | Relay, USS-102 Cubicle 5B | Relays-LV | ELV | RTF | FOS | OPERATING | 4 | 2012-06-13
Q9E0201101 | M7-0777 | Relay, USS-102 Cubicle 5C | Relays-LV | ELV | RTF | FOS | OPERATING | 4 | 2012-06-13
Q9E02200 | M7-0777 | SS-102, Substation Secondary, LASF | Substation-LV-Draw Out | ELV | PM | FOS | OPERATING | 4 | 2023-09-23
Q9E90001 | M7-0777 | GROUNDING SYSTEM FACILITY | Grounding-Ord | ELV | PM | FOS | OPERATING | 4 | 2024-04-17
Q9F01001 | M7-0777 | Pump, Fire 1250 GPM @ 85 psi | Pump-Fire | WWS | PM | FOS | OPERATING | 3 | 2024-05-10
Q9F20001 | M7-0777 | SPRINKLER SYSTEM, 4" w/GN2 | Wet Pipe | PSY | PM | FOS | OPERATING | 3 | 2024-05-01
Q9F23001 | M7-0777 | VALVE, FIRE HOSE SYSTEM | Valves-Fire Hose | PSY | N/A | XSD | DECOMMISSIONED | 3 | 2016-01-27
Q9FDLCPN40 | M7-0777 | FIXED-SPRAY RELEASING PANEL | RCP | PSY | PM | FOS | OPERATING | 3 | 2023-10-26
Q9FH1030 | M7-0777 | HYDRANT, FIRE, AMERICAN DARLING 5-1/4" 2015 | Hydrant | WWS | PM | FOS | OPERATING | 4 | 2023-04-28
Q9FH1125 | M7-0777 | HYDRANT, FIRE, MUELLER 5-1/4" 1985 | Hydrant | WWS | PM | FOS | OPERATING | 3 | 2023-09-22
Q9FH1245 | M7-0777 | HYDRANT, FIRE, MUELLER 5-1/4" 1990 | Hydrant | WWS | PM | FOS | OPERATING | 3 | 2023-09-22
Q9FKPCP087 | M7-0777 | INTELLIGENT SYSTEM CONTROLLER #87 | ESS | PSY | PM | FOS | OPERATING | 3 | 2024-04-09
Q9FKPDP871 | M7-0777 | DOOR PORTAL | Door Portal | PSY | PM | FOS | OPERATING | 3 | 2024-04-09
Q9FKPDP872 | M7-0777 | DOOR PORTAL | Door Portal | PSY | PM | FOS | OPERATING | 3 | 2024-04-09
Q9FKPDP873 | M7-0777 | DOOR PORTAL | Door Portal | PSY | PM | FOS | OPERATING | 3 | 2024-04-09
Q9FKPDP874 | M7-0777 | DOOR PORTAL | Door Portal | PSY | PM | FOS | OPERATING | 3 | 2024-04-09
Q9FSYDL001 | M7-0777 | DELUGE SYSTEM, EGRESS, TEMPORARY | Fire-Deluge System | PSY | N/A | XSD | DECOMMISSIONED | 4 | 2015-01-27
Q9FSYDL002 | M7-0777 | Fixed Spray Fire Sprinkler System | Fixed Spray | PSY | PM | FOS | OPERATING | 4 | 2024-04-18
Q9FSYST002 | M7-0777 | Standpipe & Fire Hose Valves | Standpipe | PSY | PM | FOS | OPERATING | 3 | 2024-04-26
Q9FSYWS002 | M7-0777 | WET PIPE SPRINKLER SYSTEM, 6" w/GN2 | Wet Pipe | PSY | PM | FOS | OPERATING | 3 | 2024-05-01
Q9FSYWS003 | M7-0777 | Wet Pipe Fire Sprinkler System w/GN2 | Wet Pipe | PSY | PM | FOS | OPERATING | 3 | 2024-03-18
Q9FSYWS004 | M7-0777 | Wet Pipe Fire Sprinkler System w/GN2 | Wet Pipe | PSY | PM | FOS | OPERATING | 3 | 2024-03-15
Q9LAD2015 | M7-0777 | Ladder with LAD SAF | Ladder | STR | PM | FOS | OPERATING | 4 | 2024-04-04
Q9LAD2016 | M7-0777 | Ladder with LAD SAF | Ladder | STR | PM | FOS | OPERATING | 4 | 2024-04-04
Q9S12001-R1 | M7-0777 | BFP WATTS 709DC 6" S/N 258982 | BFP-Fire | WWS | PM | FOS | OPERATING | 4 | 2024-04-17
Q9S12002-R1 | M7-0777 | BFP WATTS 709DC 6" S/N 258978 | BFP-Fire | WWS | PM | FOS | OPERATING | 4 | 2024-04-17
Q9S12003 | M7-0777 | BFP WATTS 909 2" S/N 212476 | BFP | WWS | PM | FOS | OPERATING | 3 | 2023-09-01
Q9S12004 | M7-0777 | BFP FEBCO 825Y 1" S/N AA7258 WEST | BFP | WWS | PM | FOS | OPERATING | 3 | 2023-09-01
Q9S12005 | M7-0777 | BFP FEBCO 825Y 1" S/N AA7239 EAST | BFP | WWS | N/A | XSD | DECOMMISSIONED | 3 | 2016-06-24
Q9S12005-R1 | M7-0777 | BFP FEBCO 825Y 1" S/N AH3738 EAST | BFP | WWS | PM | FOS | OPERATING | 4 | 2023-06-28
Q9S12006 | M7-0777 | BFP WATTS 919QT 2" RP, S/N 09899 | BFP | WWS | PM | FOS | OPERATING | 4 | 2023-04-18
Q9U01001 | M7-0777 | UPS-129, 9130, 2KVA, 120VAC In/Out | UPS-Self Contained Small | ELV | N/A | XSD | DECOMMISSIONED | 2 | 2017-11-27
Q9U01001-R2 | M7-0777 | UPS-129, 9PX, 3KVA, 120VAC In/Out [FIC1923] | UPS-Self Contained Small | ELV | PM | FOS | OPERATING | 4 | 2024-05-08
Q9U01004 | M7-0360 | UPS-143, 9390-160, 160KVA, 480VAC Out, SSPF [FIC1643] | UPS-Self Contained | ELV | PM | FOS | OPERATING | 4 | 2024-04-26
QQ501002 | M7-1303 | ROOF, KRYPTON STRG BLDG METAL 196 SF | Roof-Metal | STR | PM | FOS | OPERATING | 3 | 2023-12-14
R52ELITE | N6-1120 | LIGHTS, EMERGENCY & EXIT, N6-1120 | Emer Lights-Self Testing 2 | ELV | RTF | FOS | OPERATING | 3 | 2017-06-15
R5502001 | N6-1122 | BORESIGHT TOWER | Tower | STR | PM | FOS | OPERATING | 3 | 2021-06-23
R5601003 | N6-1120 | HOIST #1, SOUTH, ELECTRIC, WIRE ROPE, THERN | Hoist | MEC | PM | FOS | OPERATING | 3 | 2024-03-26
R5A01001 | N6-1120 | PACKAGE AHU, PERSONNEL TRAILER | AHU-DX-Wall | HVC | RTF | FOS | OPERATING | 4 | 2011-05-19
R5A01002 | N6-1120 | PACKAGE AHU, 5-TON | AHU-DX-Wall | HVC | RTF | FOS | OPERATING | 4 | 2014-01-07
R5A01003 | N6-1120 | AHU, THROUGH WALL | AHU-DX-LT5T | HVC | N/A | XSD | DECOMMISSIONED | 4 | 2018-01-05
R5A01004 | N6-1120 | PACKAGE AHU, ARRAY DOME | AHU-DX-Package-5T_30T | HVC | PM | FOS | OPERATING | 3 | 2024-04-25
R5A01005 | N6-1120 | PACKAGE AHU, 15 TON | AHU-DX-Package-5T_30T | HVC | N/A | XSD | DECOMMISSIONED | 2 | 2017-12-20
R5A01005-R1 | N6-1120 | PACKAGE AHU, 15 TON Trane, S/N 201111043D | AHU-DX-Package-5T_30T | HVC | PM | FOS | OPERATING | 3 | 2024-01-24
R5A02001 | N6-1120 | CONDENSING UNIT | AHU-DX-Condenser | HVC | PM | FOS | OPERATING | 3 | 2024-02-29
R5A02002 | N6-1120 | CONDENSING UNIT | AHU-DX-Condenser | HVC | PM | FOS | OPERATING | 3 | 2023-02-15
R5A11001 | N6-1120 | AIR HANDLING UNIT, COMP RM, LIEBERT S/N 549936-002 | AHU-CHW-Computer-5T_30T | HVC | PM | FOS | OPERATING | 4 | 2024-02-23
R5A11002 | N6-1120 | AIR HANDLING UNIT, COMP RM, LIEBERT S/N 549936-001 | AHU-CHW-Computer-5T_30T | HVC | PM | FOS | OPERATING | 4 | 2024-02-23
R5AIACH001 | N6-1120 | ARRAY CHILLER #1, 2.7 TON | Chiller-Package | HVC | PM | FOS | OPERATING | 3 | 2024-04-02
R5AIACH002 | N6-1120 | ARRAY CHILLER #2, 2.7 TON | Chiller-Package | HVC | PM | FOS | OPERATING | 3 | 2024-04-02
R5AIAUA001 | N6-1120 | AHU, THROUGH WALL | AHU-DX-LT5T | HVC | PM | FOS | OPERATING | 3 | 2023-10-27
R5FFAAS001 | N6-1120 | VESDA Detector V1 | ASSD | PSY | PM | FOS | OPERATING | 3 | 2023-06-02
R5FFAAS002 | N6-1120 | VESDA Detector V2 | ASSD | PSY | PM | FOS | OPERATING | 3 | 2023-06-02
R5FFACPN51 | N6-1120 | FACP, SIMPLEX 4100, N6-1120 | FACP | PSY | PM | FOS | OPERATING | 3 | 2023-08-02
R5FFART001 | N6-1120 | CENTRAL RADIO MONITORING SYSTEM (CRMS) TRANSCEIVER | CRMS | PSY | PM | FOS | OPERATING | 3 | 2023-08-02
R5FP0001 | N6-1120 | FIRE PUMP, MOTR, 450 GPM, VERTICAL TURBINE | Pump-Fire | WWS | N/A | XSD | DECOMMISSIONED | 3 | 2020-09-03
R5FP0001-R1 | N6-1120 | FIRE PUMP, MOTR, 450 GPM, VERTICAL TURBINE | Pump-Fire | WWS | PM | FOS | OPERATING | 3 | 2024-04-11
R5FSYDS002 | N6-1120 | DRY PIPE FIRE SPRINKLER w/GN2 | Dry Pipe | PSY | PM | FOS | OPERATING | 3 | 2024-02-27
R5FSYWS001 | N6-1120 | WET PIPE FIRE SPRINKLER w/GN2 | Wet Pipe | PSY | PM | FOS | OPERATING | 4 | 2023-12-07
R5S12002 | N6-1120 | BFP, 1" WATTS S/N 195538 | BFP | WWS | PM | FOS | OPERATING | 4 | 2024-04-17
R5S12003 | N6-1120 | BFP, 4" AMES S/N 1266100502 | BFP | WWS | PM | FOS | OPERATING | 4 | 2024-04-17
RA501002 | J8-1753 | ROOF, REMOTE AIR INT 1600 SF | Roof-BUR | STR | N/A | NIC | NOT_IN_CONTRACT | 4 | 2012-07-02
RAA04001 | J8-1753 | Supply Fan SF-1, Pad A, J8-1753 (480V Service disconnect mounted on wall) | Fan-Supply-LT100HP | HVC | N/A | NIC | NOT_IN_CONTRACT | 4 | 2012-10-09
RAA04002 | J8-1753 | Supply Fan SF-1R, Pad A, J8-1753 (480V Service disconnect mounted on wall) | Fan-Supply-LT100HP | HVC | N/A | NIC | NOT_IN_CONTRACT | 4 | 2012-10-09
RAA04003 | J8-1753 | Supply Fan SF-2, Pad A, J8-1753 (480V Service disconnect mounted on wall) | Fan-Supply-LT100HP | HVC | N/A | NIC | NOT_IN_CONTRACT | 5 | 2012-11-05
RAA04004 | J8-1753 | Supply Fan SF-2R, Pad A, J8-1753 (480V Service disconnect mounted on wall) | Fan-Supply-LT100HP | HVC | N/A | NIC | NOT_IN_CONTRACT | 4 | 2012-11-05
RAA04005 | J8-1753 | Supply Fan SF-3, Pad A, J8-1753 (480V Service disconnect mounted on wall) | Fan-Supply-LT100HP | HVC | N/A | NIC | NOT_IN_CONTRACT | 4 | 2012-10-09
RAA04006 | J8-1753 | Supply Fan SF-3R, Pad A, J8-1753 (480V Service disconnect mounted on wall) | Fan-Supply-LT100HP | HVC | N/A | NIC | NOT_IN_CONTRACT | 4 | 2012-10-09
RAE01001 | J8-1753 | SS 920A 500KVA 13.8KV S#0137019804 | Transformers-Oil-MV | EHV | PM | FOS | OPERATING | 4 | 2022-09-14
RAE02001 | J8-1753 | SS 920B 500KVA 13.8KV S#0137019803 | Transformers-Oil-MV | EHV | PM | FOS | OPERATING | 4 | 2024-01-25
RAFFART001 | J8-1753 | CENTRAL RADIO MONITORING SYSTEM (CRMS) TRANSCEIVER | CRMS | PSY | PM/AS | NAB | ABANDONED | 3 | 2014-10-30
RAFPASN105 | J8-1708L | TORNADO WARNING SIREN USNG 17R NM 3834 6455 | TAWS | PSY | PM | FOS | OPERATING | 2 | 2022-07-06
RC2ELITE | M7-0867 | LIGHTS, EMERGENCY & EXIT, M7-0867 | Emer-Exit Lights Self Testing 2 | ELV | N/A | NAB | ABANDONED | 3 | 2016-07-06
RCE90001 | M7-0867 | GROUNDING SYSTEM FACILITY | Grounding | ELV | PM/TS | NAB | ABANDONED | 4 | 2011-03-29
RCF41001 | M7-0867 | FACP, SIMPLEX 4002 | FACP | PSY | PM/TS | NOS | DECOMMISSIONED | 3 | 2017-06-12
RCFH1270 | UK-0031 | HYDRANT, FIRE | Hydrant | WWS | PM | FOS | OPERATING | 3 | 2024-01-16
RD203001 | M6-1671C | LIGHTNING PROTECTION | Lightning Prot | ELV | PM | FOS | OPERATING | 4 | 2021-11-11
RD2ELITE | M6-1671 | LIGHTS, EMERGENCY & EXIT, M6-1671 & M6-1671C | Emer-Exit Lights Self Testing 2 | ELV | RTF | FOS | OPERATING | 3 | 2017-04-10
RD305001 | M6-1671 | SHOWER & EYEWASH SAFETY SPEAKMAN | Shwr-Eyewash | WWS | PM | FOS | OPERATING | 3 | 2024-03-01
RD305002 | M6-1671C | SAFETY SHOWER / EYEWASH STATION | Shwr-Eyewash | WWS | N/A | XSD | DECOMMISSIONED | 4 | 2019-10-29
RD3SS001 | M6-1671B | Shower & Eyewash | Shwr-Eyewash | WWS | PM/TS | NOS | DECOMMISSIONED | 3 | 2022-11-28
RD501002 | M6-1671 | ROOF, SURPLUS STRGE DISPOSAL BLDG METAL TYPE | Roof-Metal | STR | N/A | XSD | DECOMMISSIONED | 2 | 2024-01-02
RD501002B | M6-1671B | ROOF,Â HAZÂ WSTÂ STAGINGÂ SHELTER,Â METAL,Â 900Â SF | Roof-Metal | STR | PM | FOS | OPERATING | 2 | 2023-12-22
RDA02001-R1 | M6-1671 | ICE MACHINE, CUBE, Hoshizaki, S/N D00622M | Refrigeration-Ice Machine-Cube | HVC | PM | FOS | OPERATING | 3 | 2024-04-16
RDAIAAX001 | M6-1671 | Mini-Split AHU | AHU-DX-LT5T | HVC | PM | FOS | OPERATING | 4 | 2024-01-26
RDAIAAX002 | M6-1671 | Mini-Split AHU | AHU-DX-LT5T | HVC | PM | FOS | OPERATING | 4 | 2024-01-25
RDAIACU001 | M6-1671 | Mini-Split Condenser | AHU-DX-Condenser | HVC | PM | FOS | OPERATING | 4 | 2023-05-30
RDAIAUA001 | M6-1671 | A/C WINDOW UNIT | AHU-DX-Window | HVC | N/A | XSD | DECOMMISSIONED | 4 | 2010-11-29
RDAIAUA002 | M6-1671 | WALL MOUNTED A/C UNIT | AHU-DX-Wall | HVC | RTF | FOS | OPERATING | 4 | 2010-11-30
RDAIAUA003 | M6-1671 | WALL MOUNTED A/C UNIT | AHU-DX-Wall | HVC | RTF | FOS | OPERATING | 4 | 2010-11-29
RDE03001 | M6-1671 | SS 129 75KVA 13.2KV-208/120V OIL TYPE PDMT COOPER | Transformers-Oil-MV | EHV | PT | FOS | OPERATING | 4 | 2023-02-11
RDE90001 | M6-1671 | GROUNDING SYSTEM FACILITY | Grounding | ELV | PM | FOS | OPERATING | 4 | 2022-05-06
RDF20001 | M6-1671C | SPRINKLER SYSTEM, RELIABLE, MODEL E, 4" w/GN2 | Wet Pipe | PSY | PM | FOS | OPERATING | 3 | 2023-10-03
RDF41001 | M6-1671 | FACP, SIMPLEX 4002, M6-1671/M6-1671C | FACP | PSY | PM | FOS | OPERATING | 3 | 2024-02-21
RDFH1045 | M6-1671 | HYDRANT, FIRE | Hydrant | WWS | PM | FOS | OPERATING | 3 | 2024-01-05
RDFKPVG001 | M6-1671 | VEHICLE GATE W/ ACCESS CTRL | ESS | PSY | PM | FOS | OPERATING | 4 | 2024-03-17
RDS12001 | M6-1671 | BFP FEBCO 805Y 3" S/N C3570 DAY SHIFT | BFP | WWS | N/A | NAB | DECOMMISSIONED | 3 | 2013-08-05
RDS12002 | M6-1671 | BFP FEBCO 805Y 3" S/N C6373 DAY SHIFT | BFP | WWS | N/A | NAB | DECOMMISSIONED | 3 | 2013-08-13
RDS12003 | M6-1671 | RP BFP FEBCO 3/4" M/N 825 S/N H07434 | BFP | WWS | PM | FOS | OPERATING | 3 | 2023-09-20
RDS12004 | M6-1671C | BFP WATTS 4" 709 DC, S/N 174671 | BFP-Fire | WWS | PM | FOS | OPERATING | 3 | 2024-03-17
RE501002 | M7-0433 | ROOF, RECHLOR BLDG SF 150 | Roof-BUR | STR | N/A | XSD | DECOMMISSIONED | 5 | 2012-12-05
RF501002 | J7-0432 | ROOF, REMOTE AIR INTAKE BLDG 1700 SF | Roof-BUR | STR | PM | FOS | OPERATING | 2 | 2022-10-12
RFAIAAX002 | J7-0432 | AHU-2, J7-0432 (208/230 VAC, Local Service Disconnect) | AHU-DX-LT5T | HVC | PM | FOS | OPERATING | 4 | 2024-04-03
RFAIACU002 | J7-0432 | HP-2, J7-0432 (208/230 VAC, Local Service Disconnect) | Condensing Unit | HVC | PM | FOS | OPERATING | 4 | 2024-04-03
RFAIVFN001 | J7-0432 | SF-1, Remote Air Bldg, J7-0432 (480 VAC, Local Service Disconnect) | Fan-Supply-LT100HP | HVC | PM | FOS | OPERATING | 2 | 2023-12-06
RFAIVFN001R | J7-0432 | SF-1R, Remote Air Bldg, J7-0432 (480 VAC, Local Service Disconnect) | Fan-Supply-LT100HP | HVC | PM | FOS | OPERATING | 2 | 2023-12-07
RFAIVFN002 | J7-0432 | SF-2, Remote Air Bldg, J7-0432 (480 VAC, Local Service Disconnect) | Fan-Supply-LT100HP | HVC | PM | FOS | OPERATING | 2 | 2023-12-06
RFAIVFN002R | J7-0432 | SF-2R, Remote Air Bldg, J7-0432 (480 VAC, Local Service Disconnect) | Fan-Supply-LT100HP | HVC | PM | FOS | OPERATING | 3 | 2023-12-18
RFAIVFN003 | J7-0432 | SF-3, Remote Air Bldg, J7-0432 (480 VAC, Local Service Disconnect) | Fan-Supply-LT100HP | HVC | PM | FOS | OPERATING | 2 | 2023-12-06
RFAIVFN003R | J7-0432 | SF-3R, Remote Air Bldg, J7-0432 (480 VAC, Local Service Disconnect) | Fan-Supply-LT100HP | HVC | PM | FOS | OPERATING | 4 | 2023-12-07
RFE01001 | J7-0432 | SS 1029A 500KVA 13.8KV/480V PDMT | Transformers-Oil-MV | EHV | PM/PT | FOS | OPERATING | 4 | 2022-12-24
RFE01002 | J7-0432 | SS 1029B 500KVA 13.8KV/480V PDMT | Transformers-Oil-MV | EHV | PM/PT | FOS | OPERATING | 4 | 2022-12-22
RFFFART001 | J7-0432 | CENTRAL RADIO MONITORING SYSTEM (CRMS) TRANSCEIVER | CRMS | PSY | PM | FOS | OPERATING | 3 | 2024-02-29
RFFPASN106 | J7-0337L | TORNADO WARNING SIREN USNG 17R NM 3670 6663 | TAWS | PSY | PM | FOS | OPERATING | 4 | 2024-04-12
RH501002 | K7-0709 | ROOF, ROOF REPEATER BLDG #1 500 SF BUR-A | Roof-BUR | STR | N/A | XSD | DECOMMISSIONED | 2 | 2017-08-08
RH501002-R1 | K7-0709 | ROOF, REPEATER BLDG #1, 500 SF, BUR-A | Roof-BUR | STR | PM | FOS | OPERATING | 4 | 2022-10-11
RI201001 | K7-0422 | LIGHTNING PROTECTION | Lightning Prot | ELV | N/A | XSD | DECOMMISSIONED | 3 | 2021-02-15
RI501002 | K7-0422 | ROOF, REPEATER BLDG #2, BUR, 500 SF | Roof-BUR | STR | N/A | XSD | DECOMMISSIONED | 2 | 2017-08-08
RI501002-R1 | K7-0422 | ROOF, REPEATER BLDG #2, 500 SF, BUR | Roof-BUR | STR | PM | FOS | OPERATING | 4 | 2022-10-11
RIAIAAX001 | K7-0422 | AC-1, DLTR-2, K7-0442 (208V Service disconnect mounted on wall) | AHU-DX-Package-LT5T | HVC | PM | FOS | OPERATING | 2 | 2024-02-15
RIE01001 | K7-0422 | SS 892 75KVA 13.8/480/277V S#78F740360 WEST | Transformers-Oil-MV | EHV | N/A | XSD | DECOMMISSIONED | 2 | 2020-08-10
RJ201001 | K7-0089 | LIGHTNING PROTECTION | Lightning Prot | ELV | N/A | XSD | DECOMMISSIONED | 4 | 2021-02-16
RJ501002 | K7-0089 | ROOF, REPEATER BLDG #3 800 SF BUR-A | Roof-BUR | STR | N/A | XSD | DECOMMISSIONED | 2 | 2017-08-08
RJ501002-R1 | K7-0089 | ROOF, REPEATER BLDG #3 800 SF BUR-A | Roof-BUR | STR | PM | FOS | OPERATING | 3 | 2023-09-21
RJA01001 | K7-0089 | AC-1, DLTR-3, K7-0089 (208V Service disconnect mounted on wall) | AHU-DX-Package-5T_30T | HVC | PM | FOS | OPERATING | 3 | 2024-02-15
RK201001 | J8-2204 | LIGHTNING PROTECTION | Lightning Prot | ELV | PM | FOS | OPERATING | 3 | 2021-04-15
RK501002 | J8-2204 | ROOF, REPEATER BLDG #4 200 SF BUR-A | Roof-BUR | STR | RTF | FOS | OPERATING | 2 | 2011-09-13
RL201001 | J7-0986 | LIGHTNING PROTECTION | Lightning Prot | ELV | N/A | XSD | DECOMMISSIONED | 4 | 2021-02-16
RL501002 | J7-0986 | ROOF, REPEAT BLDG #6 400 SF BUR-A | Roof-BUR | STR | N/A | XSD | DECOMMISSIONED | 2 | 2017-08-08
RL501002-R1 | J7-0986 | ROOF, REPEAT BLDG #6 400 SF BUR-A | Roof-BUR | STR | PM | FOS | OPERATING | 4 | 2022-08-25
RM201001 | J7-1736 | LIGHTNING PROTECTION | Lightning Prot | ELV | N/A | XSD | DECOMMISSIONED | 4 | 2021-04-25
RM501002 | J7-1736 | ROOF, ROOF REPEAT BLDG #5 400 SF BUR-A | Roof-BUR | STR | N/A | XSD | DECOMMISSIONED | 2 | 2017-08-08
RM501002-R1 | J7-1736 | ROOF, REPEAT BLDG #5 400 SF BUR-A | Roof-BUR | STR | PM | FOS | OPERATING | 4 | 2022-09-06
RN501002 | M7-0531 | ROOF, M7-0531 B/R REPEATER STA 1200 SF BUR-A | Roof-BUR | STR | N/A | XSD | DECOMMISSIONED | 2 | 2017-08-08
RN501002-R1 | M7-0531 | ROOF, M7-0531 B/R REPEATER STA 1200 SF BUR-A | Roof-BUR | STR | PM | FOS | OPERATING | 4 | 2024-01-26
RNA01007 | M7-0531 | Condensing Unit, CU-1, (208/230 VAC, Local Service Disconnect) | Condensing Unit | HVC | N/A | XSD | DECOMMISSIONED | 3 | 2021-03-25
RNA02001 | M7-0531 | Condensing Unit, CU-2, 3 Ton (208/230 VAC, Local Service Disconnect) | Condensing Unit | HVC | N/A | XSD | DECOMMISSIONED | 4 | 2016-03-14
RNA07001 | M7-0531 | Air Handling Unit, AHU-1 (208/230 VAC, Local Service Disconnect) | AHU-DX-5T_30T | HVC | N/A | XSD | DECOMMISSIONED | 3 | 2020-12-13
RNA07002 | M7-0531 | Air Handler Unit, AHU-2 (208/230 Volt, Local Service Disconnect) | AHU-DX-5T_30T | HVC | PM | FOS | OPERATING | 2 | 2021-09-10
RNAIAAX001 | M7-0531 | Air Handling Unit, AHU-1 | AHU-DX-5T_30T | HVC | PM | FOS | OPERATING | 4 | 2024-04-15
RNAIACU001 | M7-0531 | Condensing Unit, CU-1 | Condensing Unit | HVC | PM | FOS | OPERATING | 4 | 2024-01-03
RNAIACU002 | M7-0531 | Condensing Unit, CU-2, 3 Ton (208/230 VAC, Local Service Disconnect) | Condensing Unit | HVC | PM | FOS | OPERATING | 3 | 2024-04-25
RNE01001-D | M7-0531 | ATS-8C, Automatic Transfer Switch | ATS | ELV | PM | FOS | OPERATING | 3 | 2022-12-19
RNE01001-R1 | M7-0531 | SS 134 75KVA 13.2KV-208/120V FR3 TYPE PDMT COOPER | Transformers-Oil-MV | EHV | PT | FOS | OPERATING | 4 | 2022-08-23
RNE90001 | M7-0531 | GROUNDING SYSTEM FACILITY | Grounding | ELV | PM | FOS | OPERATING | 3 | 2020-11-16
RNF11001 | M7-0531 | FA FCI | FACP | PSY | N/A | XSD | DECOMMISSIONED | 3 | 2014-08-28
RNF20001 | M7-0531 | SPRINKLER, SYS. AUTO, OS&Y, 3"MUELLER, A-2122 w/GN2 | Wet Pipe | PSY | PM | FOS | OPERATING | 3 | 2024-02-05
RNFFACP001 | M7-0531 | FA SIMPLEX 4005 | FACP | PSY | PM | FOS | OPERATING | 3 | 2023-08-24
RNFH1090 | M7-0531 | HYDRANT, FIRE | Hydrant | WWS | N/A | XSD | DECOMMISSIONED | 4 | 2017-12-11
RNFH1090-R1 | M7-0531 | Hydrant, FIRE, AMERICAN DARLING, 2011 | Hydrant | WWS | PM | FOS | OPERATING | 4 | 2024-01-10
RNFKPLN036 | M7-0531 | INTELLIGENT SYSTEM CONTROLLER #36 | ESS | PSY | PM | FOS | OPERATING | 3 | 2024-03-03
RNFKPLN362 | M7-0531 | DOOR PORTAL | Door Portal | PSY | PM | FOS | OPERATING | 3 | 2024-03-03
RR201001 | M7-1355 | LIGHTNING PROTECTION | Lightning Prot | ELV | PM | FOS | OPERATING | 4 | 2022-03-03
RR501002 | M7-1355 | ROOF, TRANSPORTER SHED, METAL 7052 SQ FT SIMON NE | Roof-Metal | STR | PM | FOS | OPERATING | 4 | 2024-01-19
RRE90001 | M7-1355 | GROUNDING SYSTEM FACILITY COSTELLO | Grounding-Fence | ELV | PM | FOS | OPERATING | 4 | 2011-02-15
RRFFART001 | M7-1357 | CENTRAL RADIO MONITORING SYSTEM (CRMS) TRANSCEIVER | CRMS | PSY | N/A | XSD | DECOMMISSIONED | 4 | 2016-10-14
RS204001 | N6-1118 | LIGHTNING PROTECTION | Lightning Prot | ELV | PM | FOS | OPERATING | 4 | 2021-11-04
RS2ELITE | N6-1118 | LIGHTS, EMERGENCY & EXIT, N6-1118 | Emer-Exit Lights Self Testing 2 | ELV | RTF | FOS | OPERATING | 3 | 2013-11-15
RS302002 | N6-1118 | PUMP, SUMP, SUBMERSIBLE PACK REQ | Pump-Sump | MEC | RTF | FOS | OPERATING | 4 | 2011-03-18
RS501002 | N6-1118 | ROOF, N6-1118 SO REPEATER STA 2800 SF BUR-A | Roof-BUR | STR | PM | FOS | OPERATING | 4 | 2023-07-24
RSE01001 | N6-1118 | SS 149 500KVA 13.2KV/208V PDMT | Transformers-Oil-MV | EHV | PT | FOS | OPERATING | 4 | 2023-04-08
RSF41001 | N6-1118 | FACP, SIMPLEX 4002 | FACP | PSY | N/A | XSD | DECOMMISSIONED | 3 | 2022-01-06
RSFFACP001 | N6-1118 | FACP, SIMPLEX 4005 | FACP | PSY | N/A | XSD | DECOMMISSIONED | 3 | 2015-01-07
RSFH1285 | N6-1118 | HYDRANT, FIRE | Hydrant | WWS | PM | FOS | OPERATING | 3 | 2024-01-04
RSS12001 | N6-1118 | BFP AMES 2000 SS 4" S/N 126610 | BFP-Fire | WWS | PM | FOS | OPERATING | 4 | 2024-03-18
RT2ELITE | J6-2327 | LIGHTS, EMERGENCY & EXIT, J6-2327 | Emer-Exit Lights Self Testing | ELV | PM | FOS | OPERATING | 4 | 2017-02-28
RTF41001 | J6-2327 | FACP, SIMPLEX 4004 | FACP | PSY | PM | FOS | OPERATING | 3 | 2023-05-23
RTFSYWS001 | J6-2327 | WET PIPE FIRE SPRINKLER SYSTEM, w/ GN2 | Wet Pipe | PSY | PM | FOS | OPERATING | 3 | 2023-11-20
RTS12001 | J6-2327 | BFP FEBCO 850 DC 4" S/N 9606281311 | BFP-Fire | WWS | PM | FOS | OPERATING | 4 | 2024-04-29
RVA01002 | J8-1708 | A/C UNIT, 7.5 TON, (J8-1708, FSS, EMR, WEST) (480 V 3 ph Disconnect on Wall ) | AHU-DX-5T_30T | HVC | N/A | NIC | NOT_IN_CONTRACT | 4 | 2013-01-17
RW311000 | J7-0337 | Pad B Outlying Areas Hosereels (14) | Reel-Washdown | PSY | RTF | FOS | OPERATING | 4 | 2011-10-04
RW311017 | J7-1388 | VALVE PITS, RW-31 (A532106) | Valves-Fire | WWS | N/A | XSD | DECOMMISSIONED | 3 | 2020-09-23
RW311019 | J7-1388 | VALVE PITS, RW-34 (A37567) | Valves-Gate | WWS | N/A | XSD | DECOMMISSIONED | 3 | 2020-07-09
RW311020 | J7-1388 | VALVE PITS, RW-32 (A37791) | Valves-Gate | WWS | N/A | XSD | DECOMMISSIONED | 3 | 2020-07-09
RW311022 | J7-1388 | VALVE PITS, RW-20 (A37576) | Valves-Gate | WWS | N/A | XSD | DECOMMISSIONED | 3 | 2020-07-09
RW311027 | J7-1388 | VALVE PITS, RW-35 (A37781) | Valves-Gate | WWS | N/A | XSD | DECOMMISSIONED | 3 | 2020-07-09
RW311028 | J7-1388 | VALVE PITS, RW-33 (A37793) | Valves-Gate | WWS | N/A | XSD | DECOMMISSIONED | 3 | 2020-07-09
RW311035 | J7-1388 | VALVE PITS, RW-27 (A37691) | Valves-Gate | WWS | N/A | XSD | DECOMMISSIONED | 3 | 2020-07-09
RW311036 | J7-1388 | VALVE PITS, RW-29 (A37789) | Valves-Gate | WWS | N/A | XSD | DECOMMISSIONED | 3 | 2020-07-09
RY203001 | M6-1621 | LIGHTNING PROTECTION | Lightning Prot | ELV | N/A | XSD | DECOMMISSIONED | 4 | 2012-06-07
RY501002 | M6-1621 | ROOF, M6-1621 RECLAM STOR SHED 4000 SF METAL | Roof-Metal | STR | N/A | XSD | DECOMMISSIONED | 4 | 2016-01-07
S1101001 | M7-0360 | FAN, INTAKE, CAFE ROOF E HOOD | Fan-Supply-LT100HP | MEC | N/A | XSD | DECOMMISSIONED | 3 | 2013-05-23
S1101001-C | M7-0360 | AHU #1 | AHU-CHW-GT30T | HVC | PM | FOS | OPERATING | 2 | 2024-02-18
S1101002 | M7-0360 | FAN, EXHAUST, CAFE ROOF E | Fan-Exhaust-LT100HP | MEC | N/A | XSD | DECOMMISSIONED | 2 | 2011-05-05
S1101002-C | M7-0360 | AHU #2 | AHU-CHW-GT30T | HVC | PM | FOS | OPERATING | 3 | 2024-02-06
S1101003 | M7-0360 | FAN, INTAKE, CAFE ROOF W | Fan-Supply-LT100HP | MEC | N/A | XSD | DECOMMISSIONED | 2 | 2014-05-08
S1101004 | M7-0360 | FAN, INTAKE, CAFE ROOF W | Fan-Supply-LT100HP | MEC | N/A | XSD | DECOMMISSIONED | 1 | 2014-05-08
S1101005 | M7-0360 | AHU #5 | AHU-CHW-GT30T | HVC | PM | FOS | OPERATING | 2 | 2024-02-29
S1101006 | M7-0360 | AHU #6 | AHU-CHW-GT30T | HVC | PM | FOS | OPERATING | 3 | 2024-02-02
S1101011 | M7-0360 | AHU #11 | AHU-CHW-GT30T | HVC | N/A | XSD | DECOMMISSIONED | 5 | 2018-03-01
S1101012 | M7-0360 | AHU #12 | AHU-CHW-GT30T | HVC | N/A | XSD | DECOMMISSIONED | 5 | 2016-11-03
S1101013 | M7-0360 | AHU #13 | AHU-CHW-GT30T | HVC | N/A | XSD | DECOMMISSIONED | 4 | 2016-03-05
S1101015 | M7-0360 | AHU #15 | AHU-CHW-GT30T | HVC | N/A | XSD | DECOMMISSIONED | 3 | 2015-06-15
S1101017 | M7-0360 | AHU #17 | AHU-CHW-GT30T | HVC | N/A | XSD | DECOMMISSIONED | 4 | 2018-12-10
S1101019 | M7-0360 | AHU #19 | AHU-CHW-GT30T | HVC | N/A | XSD | DECOMMISSIONED | 4 | 2018-12-14
S1101021 | M7-0360 | AHU #21 | AHU-CHW-GT30T | HVC | N/A | XSD | DECOMMISSIONED | 1 | 2018-12-17
S1101023 | M7-0360 | AHU #23 | AHU-CHW-GT30T | HVC | N/A | XSD | DECOMMISSIONED | 4 | 2018-03-23
S1101027 | M7-0360 | AHU #27 | AHU-CHW-GT30T | HVC | PM | FOS | OPERATING | 3 | 2024-04-15
S1101028 | M7-0360 | AHU #28 | AHU-CHW-GT30T | HVC | PM | FOS | OPERATING | 4 | 2024-02-13
S1101029 | M7-0360 | AHU #29 | AHU-CHW-GT30T | HVC | PM | FOS | OPERATING | 3 | 2023-06-01
S1101030 | M7-0360 | AHU #30 | AHU-CHW-GT30T | HVC | PM | FOS | OPERATING | 4 | 2024-02-01
S1101031 | M7-0360 | AHU #31 | AHU-CHW-GT30T | HVC | PM | FOS | OPERATING | 3 | 2023-10-06
S1101032 | M7-0360 | AHU #32 | AHU-CHW-GT30T | HVC | PM | FOS | OPERATING | 4 | 2024-02-01
S1101033 | M7-0360 | AHU #33 | AHU-CHW-GT30T | HVC | PM | FOS | OPERATING | 4 | 2024-02-18
S1101034 | M7-0360 | AHU #34 | AHU-CHW-GT30T | HVC | PM | FOS | OPERATING | 3 | 2024-02-12
S1101035 | M7-0360 | AHU #35 | AHU-CHW-GT30T | HVC | PM | FOS | OPERATING | 2 | 2024-02-11
S1101036 | M7-0360 | AHU #36 | AHU-CHW-GT30T | HVC | PM | FOS | OPERATING | 3 | 2024-02-02
S1101037 | M7-0360 | AHU #37 | AHU-CHW-GT30T | HVC | PM | FOS | OPERATING | 3 | 2023-10-26
S1101038 | M7-0360 | AHU #38 | AHU-CHW-GT30T | HVC | PM | FOS | OPERATING | 3 | 2024-03-29
S1101039 | M7-0360 | AHU #39 | AHU-CHW-GT30T | HVC | PM | FOS | OPERATING | 3 | 2024-01-29
S1101040 | M7-0360 | AHU #40 | AHU-CHW-GT30T | HVC | PM | FOS | OPERATING | 4 | 2024-02-26
S1101041 | M7-0360 | AHU #41 | AHU-CHW-GT30T | HVC | PM | FOS | OPERATING | 3 | 2024-04-25
S1101042 | M7-0360 | AHU #42 | AHU-CHW-GT30T | HVC | PM | FOS | OPERATING | 3 | 2024-04-07
S1101043 | M7-0360 | AHU #43 | AHU-CHW-GT30T | HVC | PM | FOS | OPERATING | 3 | 2024-04-07
S1101044 | M7-0360 | AHU #44 | AHU-CHW-GT30T | HVC | PM | FOS | OPERATING | 3 | 2024-04-30
S1101046 | M7-0360 | AHU #46 | AHU-CHW-GT30T | HVC | PM | FOS | OPERATING | 3 | 2024-04-09
S1101047 | M7-0360 | AHU #47 | AHU-CHW-GT30T | HVC | PM | FOS | OPERATING | 3 | 2024-04-09
S1101048 | M7-0360 | AHU #48 | AHU-CHW-GT30T | HVC | PM | FOS | OPERATING | 2 | 2017-05-24
S1101049 | M7-0360 | AHU #49 | AHU-CHW-GT30T | HVC | PM | FOS | OPERATING | 3 | 2024-01-26
S1101050 | M7-0360 | AHU #50 | AHU-CHW-GT30T | HVC | PM | FOS | OPERATING | 1 | 2024-04-20
S1101051 | M7-0360 | AHU #51 | AHU-CHW-GT30T | HVC | PM | FOS | OPERATING | 2 | 2024-03-29
S1101052 | M7-0360 | AHU #52 | AHU-CHW-GT30T | HVC | PM | FOS | OPERATING | 3 | 2024-04-29
S1101053 | M7-0360 | AHU #53 | AHU-CHW-GT30T | HVC | PM | FOS | OPERATING | 1 | 2024-04-22
S1101054 | M7-0360 | AHU #54 | AHU-CHW-GT30T | HVC | PM | FOS | OPERATING | 2 | 2023-03-07
S1101055 | M7-0360 | AHU #55 | AHU-CHW-GT30T | HVC | PM | FOS | OPERATING | 2 | 2024-04-25
S1101056 | M7-0360 | AHU #56 | AHU-CHW-GT30T | HVC | PM | FOS | OPERATING | 3 | 2024-01-19
S1101057 | M7-0360 | AHU #57 | AHU-CHW-GT30T | HVC | PM | FOS | OPERATING | 3 | 2024-01-19
S1101058 | M7-0360 | AHU #41A | AHU-CHW-GT30T | HVC | PM | FOS | OPERATING | 3 | 2024-03-31
S1101059 | M7-0360 | FAN COIL UNIT FCU-5 (P) | AHU-CHW-FCU | HVC | RTF | FOS | OPERATING | 4 | 2011-04-06
S1101060 | M7-0360 | FAN COIL UNIT FCU-6 (P) | AHU-CHW-FCU | HVC | RTF | FOS | OPERATING | 4 | 2011-04-08
S1101061 | M7-0360 | FAN COIL UNIT FCU-7 (P) | AHU-CHW-FCU | HVC | RTF | FOS | OPERATING | 4 | 2011-04-08
S1101062 | M7-0360 | FAN COIL UNIT FCU-8 (P) | AHU-CHW-FCU | HVC | RTF | FOS | OPERATING | 4 | 2011-04-06
S1101063 | M7-0360 | AHU #58, VVG | AHU-CHW-GT30T | HVC | PM | FOS | OPERATING | 3 | 2024-02-08
S1101064 | M7-0360 | FAN COIL UNIT 11/ELEVATOR ROOM (P) | AHU-CHW-FCU-Special | HVC | PM | FOS | OPERATING | 3 | 2024-03-30
S1101065 | M7-0360 | FAN COIL UNIT 9, ELEVATOR ROOM | AHU-CHW-FCU-Special | HVC | PM | FOS | OPERATING | 3 | 2024-04-13
S1101066 | M7-0360 | FAN COIL UNIT 12, ELEVATOR ROOM | AHU-CHW-FCU-Special | HVC | PM | FOS | OPERATING | 3 | 2024-03-30
S1101073 | M7-0361A | A/C UNIT, PACKAGE, COOLING VCF NH3 DUCT | AHU-DX-Package-5T_30T | HVC | N/A | XSD | DECOMMISSIONED | 4 | 2024-01-29
S1101075 | M7-0361 | COMPRESSOR, DX, 10 TON DUALS AC UNIT W/ HEATING (TECH-SHOP) | AHU-CHW-5T_30T | HVC | N/A | XSD | DECOMMISSIONED | 3 | 2015-11-11
S1101076 | M7-0360 | AHU #14 | AHU-CHW-M/U | HVC | N/A | XSD | DECOMMISSIONED | 4 | 2022-08-26
S1101077 | M7-0360 | AHU #16 | AHU-CHW-M/U | HVC | N/A | XSD | DECOMMISSIONED | 1 | 2019-11-21
S1101078 | M7-0360 | AHU #18 | AHU-CHW-M/U | HVC | N/A | XSD | DECOMMISSIONED | 5 | 2022-07-29
S1104003 | M7-0360 | A/C #3, LIEBERT | AHU-CHW-Computer-5T_30T | HVC | PM | FOS | OPERATING | 3 | 2023-10-18
S1104004 | M7-0360 | A/C #4, LIEBERT | AHU-CHW-Computer-5T_30T | HVC | PM | FOS | OPERATING | 3 | 2024-03-24
S1104005 | M7-0360 | A/C #5, LIEBERT | AHU-CHW-Computer-5T_30T | HVC | PM | FOS | OPERATING | 3 | 2024-02-12
S1104007 | M7-0360 | A/C #7, LIEBERT | AHU-CHW-Computer-5T_30T | HVC | PM | FOS | OPERATING | 4 | 2024-02-18
S1104008 | M7-0360 | A/C #8, LIEBERT | AHU-CHW-Computer-5T_30T | HVC | PM | FOS | OPERATING | 4 | 2024-02-18
S1104011 | M7-0360 | A/C #11, LIEBERT | AHU-CHW-Computer-5T_30T | HVC | PM | FOS | OPERATING | 4 | 2024-02-28
S1104012 | M7-0360 | A/C #12, LIEBERT | AHU-CHW-Computer-5T_30T | HVC | PM | FOS | OPERATING | 3 | 2024-03-29
S1104013 | M7-0360 | A/C #13, LIEBERT | AHU-CHW-Computer-5T_30T | HVC | PM | FOS | OPERATING | 3 | 2024-02-25
S1104014 | M7-0360 | A/C #14, LIEBERT | AHU-CHW-Computer-5T_30T | HVC | PM | FOS | OPERATING | 3 | 2024-03-03
S1104015 | M7-0360 | A/C #15, LIEBERT | AHU-CHW-Computer-5T_30T | HVC | PM | FOS | OPERATING | 3 | 2024-03-04
S1104016 | M7-0360 | A/C #16, LIEBERT | AHU-CHW-Computer-5T_30T | HVC | PM | FOS | OPERATING | 3 | 2023-11-25
S1104017 | M7-0360 | A/C #17, LIEBERT | AHU-CHW-Computer-5T_30T | HVC | PM | FOS | OPERATING | 2 | 2024-04-18
S1104018 | M7-0360 | A/C #18, LIEBERT | AHU-CHW-Computer-5T_30T | HVC | PM | FOS | OPERATING | 2 | 2024-04-18
S1104019 | M7-0360 | A/C #19, LIEBERT | AHU-CHW-Computer-5T_30T | HVC | PM | FOS | OPERATING | 3 | 2024-05-03
S1104020 | M7-0360 | A/C #20, LIEBERT | AHU-CHW-Computer-5T_30T | HVC | PM | FOS | OPERATING | 3 | 2024-04-30
S1104021 | M7-0360 | A/C #21, LIEBERT | AHU-CHW-Computer-5T_30T | HVC | N/A | XSD | DECOMMISSIONED | 3 | 2021-09-02
S1104022 | M7-0360 | A/C #22, LIEBERT | AHU-CHW-Computer-5T_30T | HVC | PM/TS | NOS | DECOMMISSIONED | 3 | 2020-05-05
S1104023 | M7-0360 | A/C #23, LIEBERT | AHU-CHW-Computer-5T_30T | HVC | PM | FOS | OPERATING | 3 | 2024-04-30
S1104024 | M7-0360 | A/C #24, LIEBERT | AHU-CHW-Computer-5T_30T | HVC | PM | FOS | OPERATING | 3 | 2024-04-21
S1105001 | M7-0360 | BOILER #2, NATURAL GAS | Boilers-Modular/Pulse | HVC | PM | FOS | OPERATING | 4 | 2024-04-05
S1105002 | M7-0360 | BOILER #1, NATURAL GAS | Boilers-Modular/Pulse | HVC | PM | FOS | OPERATING | 4 | 2024-04-05
S1105003 | M7-0360 | BOILER #3, NATURAL GAS | Boilers-Modular/Pulse | HVC | PM | FOS | OPERATING | 4 | 2024-04-06
S1105004 | M7-0360 | BOILER #4, NATURAL GAS | Boilers-Modular/Pulse | HVC | PM | FOS | OPERATING | 4 | 2024-04-10
S1106001 | M7-0360 | REFRIG #1 AIR HANDLER ORBITAL CONSUMABLE | Refrigeration-Refrigerator | HVC | PM | FOS | OPERATING | 4 | 2024-03-29
S1106002 | M7-0360 | REFRIG #2 AIR HANDLER ORBITAL CONSUMABLE | Refrigeration-Refrigerator | HVC | PM | FOS | OPERATING | 4 | 2024-03-29
S1106003 | M7-0360 | FREEZER AIR HANDLER ORBITAL CONSUMABLES | Refrigeration-Refrigerator | HVC | PM | FOS | OPERATING | 4 | 2024-03-29
S1106004 | M7-0360 | REFRIG #3 AIR HANDLER ORBITAL CONSUMABLE | Refrigeration-Refrigerator | HVC | PM | FOS | OPERATING | 4 | 2023-01-11
S1107001 | M7-0360 | PUMP #13 CHILLED WATER LOOP, ZONE 1 | Pump-Pad Mount-(CHW/CW)-GT10HP | HVC | PM | FOS | OPERATING | 4 | 2023-12-21
S1107002 | M7-0360 | PUMP #14 CHILLED WATER LOOP, ZONE 1 | Pump-Pad Mount-(CHW/CW)-GT10HP | HVC | PM | FOS | OPERATING | 4 | 2023-12-16
S1107003-R1 | M7-0360 | PUMP #63 CHILLED WATER LOOP, STANDBY | Pump-Pad Mount-(CHW/CW)-GT10HP | HVC | PM | FOS | OPERATING | 3 | 2023-12-12
S1107004 | M7-0360 | PUMP #15 CHILLED WATER LOOP, ZONE 5 | Pump-Pad Mount-(CHW/CW)-GT10HP | HVC | PM | FOS | OPERATING | 4 | 2023-12-16
S1107005 | M7-0360 | PUMP #16 CHILLED WATER LOOP, ZONE 5 | Pump-Pad Mount-(CHW/CW)-GT10HP | HVC | PM | FOS | OPERATING | 4 | 2023-12-20
S1107006 | M7-0360 | PUMP #17 CHILLED WATER LOOP, ZONE 2 | Pump-Pad Mount-(CHW/CW)-GT10HP | HVC | PM | FOS | OPERATING | 4 | 2023-12-21
S1107007 | M7-0360 | PUMP #18 CHILLED WATER LOOP, ZONE 2 | Pump-Pad Mount-(CHW/CW)-GT10HP | HVC | PM | FOS | OPERATING | 3 | 2024-03-13
S1107008 | M7-0360 | PUMP #62 CHILLED WATER LOOP, STANDBY | Pump-Pad Mount-(CHW/CW)-GT10HP | HVC | PM | FOS | OPERATING | 3 | 2024-03-13
S1107009 | M7-0360 | PUMP #19 CHILLED WATER LOOP, ZONE 4 | Pump-Pad Mount-(CHW/CW)-GT10HP | HVC | PM | FOS | OPERATING | 2 | 2024-03-29
S1107010 | M7-0360 | PUMP #20 CHILLED WATER LOOP, ZONE 4 | Pump-Pad Mount-(CHW/CW)-GT10HP | HVC | PM | FOS | OPERATING | 3 | 2024-03-30
S1107011 | M7-0360 | PUMP #21 CHILLED WATER LOOP, ZONE 3 | Pump-Pad Mount-(CHW/CW)-GT10HP | HVC | PM | FOS | OPERATING | 3 | 2024-03-30
S1107012 | M7-0360 | PUMP #22 CHILLED WATER LOOP, ZONE 3 | Pump-Pad Mount-(CHW/CW)-GT10HP | HVC | PM | FOS | OPERATING | 3 | 2024-03-23
S1107013 | M7-0360 | PUMP #61 CHILLED WATER LOOP, STANDBY | Pump-Pad Mount-(CHW/CW)-GT10HP | HVC | N/A | XSD | DECOMMISSIONED | 4 | 2018-09-10
S1107013-R1 | M7-0360 | PUMP #61 CHILLED WATER LOOP, STANDBY | Pump-Pad Mount-(CHW/CW)-GT10HP | HVC | PM | FOS | OPERATING | 3 | 2024-03-25
S1107014 | M7-0360 | PUMP #23 CHILLED WATER LOOP, ZONE 6 | Pump-Pad Mount-(CHW/CW)-GT10HP | HVC | PM | FOS | OPERATING | 3 | 2024-03-23
S1107015 | M7-0360 | PUMP #24 CHILLED WATER LOOP, ZONE 6 | Pump-Pad Mount-(CHW/CW)-GT10HP | HVC | PM | FOS | OPERATING | 3 | 2024-03-25
S1107016 | M7-0360 | PUMP #25 CHILLED WATER SUB LOOP | Pump-Pad Mount-(CHW/CW)-GT10HP | HVC | PM | FOS | OPERATING | 3 | 2024-04-25
S1107017 | M7-0360 | PUMP #26 CHILLED WATER SUB LOOP,STANDBY | Pump-Pad Mount-(CHW/CW)-GT10HP | HVC | PM | FOS | OPERATING | 3 | 2024-04-04
S1107018 | M7-0360 | PUMP #40 HOT WATER LOOP, ZONE 10 | Pump-Pad Mount-(HTHW/HW)-GT10HP | HVC | PM | FOS | OPERATING | 4 | 2024-05-03
S1107019 | M7-0360 | PUMP #41 HOT WATER LOOP, STANDBY | Pump-Pad Mount-(HTHW/HW)-GT10HP | HVC | PM | FOS | OPERATING | 4 | 2024-05-03
S1107020 | M7-0360 | PUMP #42 HOT WATER LOOP, ZONE 7 | Pump-Pad Mount-(HTHW/HW)-GT10HP | HVC | PM | FOS | OPERATING | 4 | 2024-05-03
S1107021 | M7-0360 | PUMP #46 HOT WATER LOOP, ZONE 8 | Pump-Pad Mount-(HTHW/HW)-GT10HP | HVC | PM | FOS | OPERATING | 4 | 2024-05-02
S1107022 | M7-0360 | PUMP #47 HOT WATER LOOP, STAND-BY | Pump-Pad Mount-(HTHW/HW)-GT10HP | HVC | PM | FOS | OPERATING | 4 | 2024-05-02
S1107023 | M7-0360 | PUMP #50 HOT WATER LOOP, ZONE 11 | Pump-Pad Mount-(HTHW/HW)-GT10HP | HVC | PM | FOS | OPERATING | 4 | 2024-01-11
S1107024 | M7-0360 | PUMP #51 HOT WATER LOOP, ZONE 11 | Pump-Pad Mount-(HTHW/HW)-GT10HP | HVC | PM | FOS | OPERATING | 4 | 2024-01-11
S1107025 | M7-0360 | PUMP #52 HOT WATER LOOP, STAND-BY | Pump-Pad Mount-(HTHW/HW)-GT10HP | HVC | PM | FOS | OPERATING | 4 | 2024-01-10
S1107026 | M7-0360 | PUMP #53 HOT WATER LOOP, ZONE 9 | Pump-Pad Mount-(HTHW/HW)-GT10HP | HVC | PM | FOS | OPERATING | 4 | 2024-01-10
S1107027 | M7-0360 | PUMP #57 HOT WATER EXCHANGER LOOP | Pump-Pad Mount-(HTHW/HW)-GT10HP | HVC | N/A | NSP | DECOMMISSIONED | 4 | 2014-12-12
S1107027-R1 | M7-0360 | PUMP #57 HOT WATER LOOP | Pump-Pad Mount-(HTHW/HW)-GT10HP | HVC | PM | FOS | OPERATING | 4 | 2024-05-02
S1107028 | M7-0360 | PUMP #58 HOT WATER EXCHANGER LOOP,STANDBY | Pump-Pad Mount-(HTHW/HW)-GT10HP | HVC | N/A | NSP | DECOMMISSIONED | 4 | 2014-12-12
S1107028-R1 | M7-0360 | PUMP #58 HOT WATER LOOP | Pump-Pad Mount-(HTHW/HW)-GT10HP | HVC | PM | FOS | OPERATING | 4 | 2024-05-02
S1107029 | M7-0360 | PUMP #59 HOT WATER SUB LOOP | Pump-Pad Mount-(HTHW/HW)-GT10HP | HVC | PM | FOS | OPERATING | 4 | 2024-05-04
S1107030 | M7-0360 | PUMP #60 HOT WATER SUB LOOP, STAND-BY | Pump-Pad Mount-(HTHW/HW)-GT10HP | HVC | PM | FOS | OPERATING | 4 | 2024-05-04
S1107031 | M7-0360 | PUMP P-65, VISITORS VIEWING GALLERY | Pump-Pad Mount-(CHW/CW)-GT10HP | HVC | PM/TS | NOS | DECOMMISSIONED | 3 | 2016-02-05
S1108001 | M7-0360 | FAN SUPPLY SF-1 | Fan-Supply-LT100HP | HVC | PM | FOS | OPERATING | 3 | 2024-05-01
S1108002 | M7-0360 | FAN SUPPLY SF-2 | Fan-Supply-LT100HP | HVC | PM | FOS | OPERATING | 3 | 2024-05-01
S1108003 | M7-0360 | FAN SUPPLY SF-3 | Fan-Supply-LT100HP | HVC | PM | FOS | OPERATING | 4 | 2023-10-31
S1108004 | M7-0360 | FAN SUPPLY SF-4 | Fan-Supply-LT100HP | HVC | PM | FOS | OPERATING | 4 | 2023-10-31
S1108005 | M7-0360 | FAN SUPPLY SF-5 | Fan-Supply-LT100HP | HVC | PM | FOS | OPERATING | 4 | 2024-01-11
S1114001 | M7-0360 | REFRIG #1 CONDENSER ORBITAL CONSUMABLE | Refrigeration-Refrigerator | HVC | PM | FOS | OPERATING | 2 | 2024-02-23
S1114002 | M7-0360 | REFRIG #2 CONDENSER ORBITAL CONSUMABLE | Refrigeration-Refrigerator | HVC | PM | FOS | OPERATING | 3 | 2024-03-20
S1114003 | M7-0360 | FREEZER CONDENSER ORBITAL CONSUMABLE | Refrigeration-Refrigerator | HVC | PM | FOS | OPERATING | 4 | 2024-03-29
S1191004 | M7-0360 | HUMIDIFIER STEAM H-04 | Humidifier | HVC | PM | FOS | OPERATING | 3 | 2023-12-19
S1191005 | M7-0360 | HUMIDIFIER STEAM H-05 | Humidifier | HVC | PM | FOS | OPERATING | 3 | 2024-01-31
S1191006 | M7-0360 | HUMIDIFIER STEAM H-06 | Humidifier | HVC | PM | FOS | OPERATING | 3 | 2024-01-15
S1191008 | M7-0360 | HUMIDIFIER STEAM H-08 | Humidifier | HVC | PM | FOS | OPERATING | 2 | 2024-01-15
S1191009 | M7-0360 | HUMIDIFIER STEAM H-09 | Humidifier | HVC | N/A | XSD | DECOMMISSIONED | 4 | 2022-12-30
S1191010 | M7-0360 | HUMIDIFIER STEAM H-10 | Humidifier | HVC | PM | FOS | OPERATING | 4 | 2022-12-14
S1191011 | M7-0360 | HUMIDIFIER STEAM H-11 | Humidifier | HVC | PM | FOS | OPERATING | 3 | 2024-01-31
S1191012 | M7-0360 | HUMIDIFIER STEAM H-12 | Humidifier | HVC | N/A | XSD | DECOMMISSIONED | 3 | 2014-05-01
S1191012-R1 | M7-0360 | HUMIDIFIER STEAM H-12 | Humidifier | HVC | PM | FOS | OPERATING | 3 | 2023-12-13
S1191013 | M7-0360 | HUMIDIFIER STEAM H-13 | Humidifier | HVC | N/A | XSD | DECOMMISSIONED | 4 | 2023-01-10
S1191014 | M7-0360 | HUMIDIFIER STEAM H-14 | Humidifier | HVC | N/A | XSD | DECOMMISSIONED | 3 | 2023-01-16
S1191015 | M7-0360 | HUMIDIFIER STEAM H-15 | Humidifier | HVC | N/A | XSD | DECOMMISSIONED | 5 | 2016-11-05
S1191015-R1 | M7-0360 | HUMIDIFIER STEAM H-15 | Humidifier | HVC | PM | FOS | OPERATING | 4 | 2023-12-13
S1191016 | M7-0360 | Humidifier H-15, Nortec | Humidifier | HVC | PM | FOS | OPERATING | 4 | 2023-09-15
S1191018 | M7-0360 | HUMIDIFIER STEAM H-18 | Humidifier | HVC | N/A | XSD | DECOMMISSIONED | 3 | 2019-11-14
S1191018-R1 | M7-0360 | HUMIDIFIER STEAM H-18 | Humidifier | HVC | PM | FOS | OPERATING | 3 | 2023-09-14
S1191019-R1 | M7-0360 | HUMIDIFIER STEAM H-19 on AHU 33 | Humidifier | HVC | PM | FOS | OPERATING | 4 | 2023-09-11
S1201001 | M7-0360 | LIGHTNING PROTECTION SYSTEM | Lightning-Grounding | ELV | PM | FOS | OPERATING | 4 | 2021-02-05
S1302001 | M7-0360 | SHOWER SAFETY EYEWASH HAWS | Shwr-Eyewash | WWS | PM | FOS | OPERATING | 3 | 2022-12-06
S1302002 | M7-0360 | SHOWER SAFETY SHOWER HAWS | Shwr-Eyewash | WWS | PM | FOS | OPERATING | 3 | 2023-12-13
S1302003 | M7-0360 | SHOWER SAFETY EYEWASH HAWS | Shwr-Eyewash | WWS | PM | FOS | OPERATING | 3 | 2023-11-30
S1302004 | M7-0361A | SHOWER SAFETY EYEWASH SPEAKMAN | Shwr-Eyewash | WWS | N/A | XSD | DECOMMISSIONED | 4 | 2020-01-08
S1302004-R1 | M7-0361A | SAFETY SHOWER EYEWASH, STAND ALONE | Shwr-Eyewash | WWS | PM | FOS | OPERATING | 3 | 2023-11-30
S1302005 | M7-0361 | SHOWER SAFETY EYEWASH HAWS | Shwr-Eyewash | WWS | PM | FOS | OPERATING | 4 | 2023-12-27
S1302006 | M7-0361A | SAFETY SHOWER / EYEWASH STATION | Shwr-Eyewash | WWS | PM | FOS | OPERATING | 3 | 2023-12-08
S1302008 | M7-0360 | EYEWASH W/HOSE, SINK MOUNTED | Shwr-Eyewash | WWS | PM | FOS | OPERATING | 3 | 2023-12-05
S1302010 | M7-0360 | SAFETY SHOWER / EYEWASH STATION, HAWS | Shwr-Eyewash | WWS | PM | FOS | OPERATING | 3 | 2023-12-04
S1302011 | M7-0360 | SAFETY SHOWER / EYEWASH STATION | Shwr-Eyewash | WWS | PM | FOS | OPERATING | 3 | 2023-12-05
S1302012 | M7-0360 | EYEWASH SAFETY SHOWER WALL MOUNT | Shwr-Eyewash | WWS | PM | FOS | OPERATING | 3 | 2023-07-03
S1302013 | M7-0360 | EYEWASH W/HOSE, SINK MOUNTED | Shwr-Eyewash | WWS | PM | FOS | OPERATING | 4 | 2023-05-09
S1302014 | M7-0360 | EYEWASH W/HOSE, SINK MOUNTED | Shwr-Eyewash | WWS | PM | FOS | OPERATING | 3 | 2023-04-26
S1302015 | M7-0360 | EYEWASH W/HOSE, SINK MOUNTED | Shwr-Eyewash | WWS | PM | FOS | OPERATING | 4 | 2023-05-10
S1302016 | M7-0360 | EYEWASH W/HOSE, SINK MOUNTED | Shwr-Eyewash | WWS | PM | FOS | OPERATING | 4 | 2023-05-05
S1302017 | M7-0360 | EYEWASH W/HOSE, SINK MOUNTED | Shwr-Eyewash | WWS | PM | FOS | OPERATING | 3 | 2023-05-11
S1302018 | M7-0360 | EYEWASH W/HOSE, SINK MOUNTED | Shwr-Eyewash | WWS | PM | FOS | OPERATING | 3 | 2023-04-26
S1302019 | M7-0360 | EYEWASH W/HOSE, SINK MOUNTED | Shwr-Eyewash | WWS | PM | FOS | OPERATING | 4 | 2023-05-05
S1302020 | M7-0360 | EYEWASH W/HOSE, SINK MOUNTED | Shwr-Eyewash | WWS | PM | FOS | OPERATING | 4 | 2023-05-05
S1302021 | M7-0360 | EYEWASH W/HOSE, SINK MOUNTED | Shwr-Eyewash | WWS | PM | FOS | OPERATING | 4 | 2023-05-05
S1302022 | M7-0360 | EYEWASH W/HOSE, SINK MOUNTED | Shwr-Eyewash | WWS | PM | FOS | OPERATING | 3 | 2023-05-25
S1302023 | M7-0360 | EYEWASH W/HOSE, SINK MOUNTED | Shwr-Eyewash | WWS | PM | FOS | OPERATING | 4 | 2023-05-24
S1302024 | M7-0360 | EYEWASH, SINK MOUNTED, ENCON | Shwr-Eyewash | WWS | PM | FOS | OPERATING | 4 | 2023-05-25
S1302025 | M7-0360 | EYEWASH, SINK MOUNTED, ENCON | Shwr-Eyewash | WWS | PM | FOS | OPERATING | 5 | 2023-06-12
S1302026 | M7-0411 | SHOWER SAFETY EYEWASH SPEAKMAN | Shwr-Eyewash | WWS | PM | FOS | OPERATING | 3 | 2023-05-29
S1302027 | M7-0411 | SHOWER SAFETY EYEWASH BRADLEY | Shwr-Eyewash | WWS | PM | FOS | OPERATING | 3 | 2023-05-31
S1302028 | M7-0360 | EYEWASH UNIT, SINK MOUNTED, GUARDIAN G5022 | Shwr-Eyewash | WWS | PM | FOS | OPERATING | 4 | 2023-04-24
S1302029 | M7-0360 | EYEWASH UNIT, SINK MOUNTED, GUARDIAN G5022 | Shwr-Eyewash | WWS | PM | FOS | OPERATING | 3 | 2023-05-19
S1302030 | M7-0360 | EYEWASH UNIT, SINK MOUNTED, GUARDIAN G5022 | Shwr-Eyewash | WWS | PM | FOS | OPERATING | 4 | 2023-06-06
S1302031 | M7-0360 | EYEWASH UNIT, SINK MOUNTED, GUARDIAN G5022 | Shwr-Eyewash | WWS | PM | FOS | OPERATING | 3 | 2023-05-19
S1302032 | M7-0360 | EYEWASH UNIT, SINK MOUNTED, GUARDIAN G5022 | Shwr-Eyewash | WWS | PM | FOS | OPERATING | 4 | 2023-05-24
S1302033 | M7-0360 | EYEWASH UNIT, SINK MOUNTED, GUARDIAN G5022 | Shwr-Eyewash | WWS | PM | FOS | OPERATING | 4 | 2023-05-24
S1302034 | M7-0411 | SHOWER SAFETY EYEWASH BRADLEY | Shwr-Eyewash | WWS | PM | FOS | OPERATING | 3 | 2023-05-31
S1302035 | M7-0360 | EYEWASH UNIT, SINK MOUNTED, GUARDIAN G5022 | Shwr-Eyewash | WWS | PM | FOS | OPERATING | 3 | 2023-05-11
S1302036 | M7-0361 | SHOWER EYEWASH GUARDIAN | Shwr-Eyewash | WWS | PM | FOS | OPERATING | 4 | 2023-05-05
S1302037 | M7-0361 | SHOWER EYEWASH GUARDIAN | Shwr-Eyewash | WWS | PM | FOS | OPERATING | 4 | 2023-05-05
S1302038 | M7-0361 | SHOWER EYEWASH GUARDIAN | Shwr-Eyewash | WWS | PM | FOS | OPERATING | 4 | 2023-05-05
S1302039 | M7-0360 | EYEWASH, SINK MOUNTED, GUARDIAN | Shwr-Eyewash | WWS | PM | FOS | OPERATING | 4 | 2023-05-05
S1302040 | M7-0360 | EYEWASH, SINK MOUNTED, GUARDIAN | Shwr-Eyewash | WWS | PM | FOS | OPERATING | 3 | 2023-05-22
S1302041 | M7-0360 | EYEWASH, SINK MOUNTED, GUARDIAN | Shwr-Eyewash | WWS | PM | FOS | OPERATING | 3 | 2023-05-22
S1302042 | M7-0360 | EYEWASH, SINK MOUNTED, GUARDIAN | Shwr-Eyewash | WWS | PM | FOS | OPERATING | 3 | 2023-05-22
S1302043 | M7-0360 | EYEWASH, SINK MOUNTED, GUARDIAN | Shwr-Eyewash | WWS | PM | FOS | OPERATING | 3 | 2023-05-22
S1302044 | M7-0360 | EYEWASH W/HOSE, SINK MOUNTED | Shwr-Eyewash | WWS | PM | FOS | OPERATING | 4 | 2024-01-11
S1302045 | M7-0360 | SAFETY SHOWER/EYEWASH HAWS | Shwr-Eyewash | WWS | PM | FOS | OPERATING | 3 | 2023-12-22
S1302046 | M7-0360 | EYEWASH UNIT, SINK MOUNTED, GAURDIAN G5022 | Shwr-Eyewash | WWS | PM | FOS | OPERATING | 4 | 2024-01-26
S1302047 | M7-0360 | EYEWASH UNIT, SINK MOUNTED, GAURDIAN G5022 | Shwr-Eyewash | WWS | PM | FOS | OPERATING | 4 | 2024-01-18
S1302048 | M7-0360 | EYEWASH UNIT, SINK MOUNTED, GAURDIAN G5022 | Shwr-Eyewash | WWS | PM | FOS | OPERATING | 4 | 2024-01-18
S1302049 | M7-0360 | EYEWASH UNIT, SINK MOUNTED, GAURDIAN G5022 | Shwr-Eyewash | WWS | PM | FOS | OPERATING | 4 | 2024-01-26
S1302050 | M7-0360 | EYEWASH UNIT, SINK MOUNTED, GAURDIAN G5022 | Shwr-Eyewash | WWS | PM | FOS | OPERATING | 4 | 2024-01-29
S1302051 | M7-0361A | SAFETY SHOWER EYEWASH, STAND ALONE | Shwr-Eyewash | WWS | PM | FOS | OPERATING | 3 | 2024-01-15
S1302052 | M7-0360 | EYEWASH UNIT, SINK MOUNTED, GAURDIAN | Shwr-Eyewash | WWS | PM | FOS | OPERATING | 4 | 2024-01-04
S1308003 | M7-0360 | FILTER, WATER, CUNO | Filters-Water | WWS | PM | FOS | OPERATING | 4 | 2024-01-16
S1402001 | M7-0360 | Pump #1, Domestic Booster, Vertical, 4-Stage, 86 GPM Nominal | Pump-Dom | WWS | PM | FOS | OPERATING | 3 | 2024-02-15
S1402002 | M7-0360 | Pump #2, Domestic Booster, Vertical, 4-Stage, 86 GPM Nominal | Pump-Dom | WWS | PM | FOS | OPERATING | 3 | 2024-02-14
S1501001 | M7-0411 | ROOF, SCIENCE ANNEX, BUR, 6300 SF | Roof-BUR | STR | PM | FOS | OPERATING | 3 | 2023-04-13
S1501002 | M7-0360 | ROOF, SPACE STATION PROCESSING FACILITY, 72700 SF | Roof-BUR | STR | PM | FOS | OPERATING | 4 | 2024-02-02
S1501003A | M7-0361A | ROOF, AMONIA VAP. CONTAIN., METAL/BUR, 1500 SF | Roof-BUR | STR | PM | FOS | OPERATING | 4 | 2024-02-09
S1501004 | M7-0360 | CANOPY AND MAIN ENTRANCE, M7-0360 | Structure | STR | PM | FOS | OPERATING | 5 | 2024-02-28
S1501005A | M7-0360 | ROOF, SPACE STATION PROCESSING FACILITY, BUR, 6720 SF | Roof-BUR | STR | PM | FOS | OPERATING | 4 | 2024-02-02
S1501005B | M7-0360 | ROOF, SPACE STATION PROCESSING FACILITY, BUR, 5000 SF | Roof-BUR | STR | PM | FOS | OPERATING | 3 | 2024-02-02
S1501005C | M7-0360 | ROOF, SPACE STATION PROCESSING FACILITY, BUR, 89100 SF | Roof-BUR | STR | PM | FOS | OPERATING | 4 | 2024-02-02
S1501005D | M7-0360 | ROOF, SPACE STATION PROCESSING FACILITY, BUR, 5000 SF | Roof-BUR | STR | PM | FOS | OPERATING | 4 | 2024-02-01
S1501005E | M7-0360 | Roof, Metal, standing seam | Roof-Metal | STR | PM | FOS | OPERATING | 4 | 2024-03-20
S1501007 | M7-0360 | CANOPY AND MAIN ENTRANCE EAST SIDE, M6-0360 | Structure | STR | PM | FOS | OPERATING | 4 | 2024-01-25
S1504001 | M7-0360 | DOOR, AUTOMATIC, SWING IN, LOBBY ENTRANCE, DOOR #5 | Doors-Ped | MEC | PM | FOS | OPERATING | 5 | 2024-05-02
S1504002 | M7-0360 | DOOR, AUTOMATIC, SWING OUT, LOBBY, EXIT | Doors-Ped | MEC | PM | FOS | OPERATING | 5 | 2024-05-02
S1504005 | M7-0360 | DOOR, AUTOMATIC, SWING | Doors-Ped | MEC | PM | FOS | OPERATING | 4 | 2023-12-15
S1504006 | M7-0360 | DOOR, AUTOMATIC, SWING | Doors-Ped | MEC | PM | FOS | OPERATING | 4 | 2023-12-15
S1600700 | M7-0360 | HOIST SUBSTATION | Hoist | ELV | PM | FOS | OPERATING | 4 | 2016-04-29
S1600800 | M7-0360 | SUBSTATION HOIST 400LB | Hoist | ELV | PM | FOS | OPERATING | 4 | 2016-05-13
S1601001 | M7-0360 | ELEVATOR #1, SSPF, HYDRAULIC, with 240 Gallon Tank | Elevator, Hydraulic | MEC | PM | FOS | OPERATING | 4 | 2024-04-05
S1602001 | M7-0360 | ELEVATOR #2, SSPF, HYDRAULIC, with 240 Gallon Tank | Elevator, Hydraulic | MEC | PM | FOS | OPERATING | 4 | 2024-04-05
S1603001 | M7-0360 | ELEVATOR #3, SSPF, HYDRAULIC, with 143 Gallon Tank | Elevator, Hydraulic | MEC | PM | FOS | OPERATING | 2 | 2016-03-30
S1604001 | M7-0360 | ELEVATOR #4, SSPF, HYDRAULIC, with 143 Gallon Tank | Elevator, Hydraulic | MEC | PM | FOS | OPERATING | 2 | 2016-03-30
S1605001 | M7-0360 | ELEVATOR #5, SSPF, HYDRAULIC, with 360 Gallon Tank | Elevator, Hydraulic | MEC | PM | FOS | OPERATING | 4 | 2024-04-05
S1701001 | M7-0360 | HOOD, RANGE, EXHAUST, SSPF | Kitchen-Hood | MEC | PM/TS | NAB | ABANDONED | 4 | 2012-09-26
S1701002 | M7-0360 | HOOD, RANGE, EXHAUST, SSPF | Kitchen-Hood | MEC | PM/TS | NAB | ABANDONED | 4 | 2012-09-26
S1701028 | M7-0360 | CONVEYOR, DISH, SOILED | Kitchen-Conveyor | MEC | N/A | NIC | NOT_IN_CONTRACT | 4 | 2012-05-31
S1802001 | M7-0360 | VACUUMÂ PRODUCER | Vacuum Producer | HVC | PM | FOS | OPERATING | 3 | 2023-11-04
S1802002 | M7-0360 | VACUUMÂ PRODUCER | Vacuum Producer | HVC | PM | FOS | OPERATING | 3 | 2023-11-04
S1ACWPT001 | M7-0360 | CHILLER, PORTABLE, TRANE, S/N U98K03487 | Chiller-Backup | HVC | N/A | XSD | DECOMMISSIONED | 2 | 2018-03-19
S1ACWPT001-R1 | M7-0360 | Chiller Back-up; Trane; S/N U20G07546 | Chiller-Portable | HVC | PM | FOS | OPERATING | 4 | 2024-04-05
S1ACWPT002 | M7-0360 | CHILLER, PORTABLE, TRANE, S/N U98K03486 | Chiller-Backup | HVC | N/A | XSD | DECOMMISSIONED | 2 | 2018-03-19
S1ACWPT002-R1 | M7-0360 | Chiller Back-up; Trane; S/N U20G07547 | Chiller-Portable | HVC | PM | FOS | OPERATING | 4 | 2024-04-05
S1AIAAH001 | M7-0411 | Make Up Air Unit 1A, S/N 2088029.0020 | AHU-CHW-M/U | HVC | PM | FOS | OPERATING | 3 | 2024-04-24
S1AIAAH002 | M7-0411 | Make Up Air Unit 1B, S/N 2088029.0600 | AHU-CHW-M/U | HVC | PM | FOS | OPERATING | 3 | 2024-04-24
S1AIAAH003 | M7-0360 | AHU #3, Temtrol, T011704-001-00 | AHU-CHW-GT30T | HVC | PM | FOS | OPERATING | 3 | 2024-04-24
S1AIAAH004 | M7-0360 | AHU #4, Temtrol, T011813-001-00 | AHU-CHW-GT30T | HVC | PM | FOS | OPERATING | 2 | 2024-04-21
S1AIAAH007 | M7-0360 | AHU #7,Â TEMTROLÂ S/NÂ T013368-001-00 | AHU-CHW-M/U | HVC | PM | FOS | OPERATING | 3 | 2024-04-19
S1AIAAH008 | M7-0360 | AHU #8,Â TEMTROLÂ S/NÂ T013368-002-00 | AHU-CHW-M/U | HVC | PM | FOS | OPERATING | 3 | 2024-04-20
S1AIAAH009 | M7-0360 | AHU #9,Â TEMTROLÂ S/NÂ T017008-001-00 | AHU-CHW-GT30T | HVC | PM | FOS | OPERATING | 5 | 2024-03-16
S1AIAAH010 | M7-0360 | AHU #10,Â TEMTROLÂ S/NÂ T013368-004-00 | AHU-CHW-M/U | HVC | PM | FOS | OPERATING | 3 | 2024-04-20
S1AIAAH011 | M7-0360 | AHU #11, Temptrol, S/NB001305-001-00 | AHU-CHW-GT30T | HVC | PM | FOS | OPERATING | 4 | 2024-03-11
S1AIAAH012 | M7-0360 | AHU #12, Temptrol ,S/NT022545-001-00 | AHU-CHW-M/U | HVC | PM | FOS | OPERATING | 4 | 2024-04-22
S1AIAAH013 | M7-0360 | AHU #13 Temptrol, S/N T020788-001-00 | AHU-CHW-GT30T | HVC | PM | FOS | OPERATING | 3 | 2024-03-29
S1AIAAH014 | M7-0360 | AHU #14 | AHU-CHW-M/U | HVC | PM | FOS | OPERATING | 3 | 2024-03-28
S1AIAAH015 | M7-0360 | AHU #15 Temptrol, S/N T020788-002-00 | AHU-CHW-GT30T | HVC | PM | FOS | OPERATING | 4 | 2024-03-19
S1AIAAH016 | M7-0360 | AHU #16 | AHU-CHW-M/U | HVC | PM | FOS | OPERATING | 4 | 2024-03-06
S1AIAAH017 | M7-0360 | AHU Temprtrol, S/N C001466-001-00 | AHU-CHW-5T_30T | HVC | PM | FOS | OPERATING | 5 | 2024-01-26
S1AIAAH018 | M7-0360 | AHU #18 | AHU-CHW-M/U | HVC | PM | FOS | OPERATING | 5 | 2024-03-14
S1AIAAH019 | M7-0360 | AHU Temprtrol, S/N C001466-002-00 | AHU-CHW-5T_30T | HVC | PM | FOS | OPERATING | 3 | 2024-01-24
S1AIAAH021 | M7-0360 | AHU Temprtrol, S/N C000268-001-00 | AHU-CHW-5T_30T | HVC | PM | FOS | OPERATING | 4 | 2024-01-31
S1AIAAH023 | M7-0360 | AHU Temprtrol, S/N C000268-002-00 | AHU-CHW-5T_30T | HVC | PM | FOS | OPERATING | 5 | 2024-01-25
S1AIAAH025 | M7-0360 | AHU #25, Temtrol, T011704-002-00 | AHU-CHW-GT30T | HVC | PM | FOS | OPERATING | 3 | 2023-11-15
S1AIAAH026 | M7-0360 | AHU #26, Temtrol, T011813-002-00 | AHU-CHW-M/U | HVC | PM | FOS | OPERATING | 4 | 2024-04-21
S1AIAAH062 | M7-0362 | AHU1; Trane S/N P0214CJ1V | AHU-DX | HVC | PM | FOS | OPERATING | 3 | 2023-05-17
S1AIAAH063 | M7-0362 | AHU2; Trane S/N P023P071V | AHU-DX | HVC | PM | FOS | OPERATING | 3 | 2023-05-17
S1AIAAX005 | M7-0660 | AIR HANDLER UNIT | AHU-DX-5T_30T | HVC | PM | FOS | OPERATING | 3 | 2024-04-16
S1AIACU002 | M7-0411 | Condenser Unit 2 , S/N E002310 | Condensing Unit | HVC | N/A | XSD | DECOMMISSIONED | 4 | 2020-09-19
S1AIACU002-R1 | M7-0411 | Condenser Unit 2 , S/N G006538 | Condensing Unit | HVC | PM | FOS | OPERATING | 4 | 2024-04-26
S1AIACU003 | M7-0411 | Condenser Unit 3 , S/N E002278 | Condensing Unit | HVC | PM | FOS | OPERATING | 4 | 2024-02-08
S1AIACU004 | M7-0411 | Condenser Unit 4 , S/N E002311 | Condensing Unit | HVC | PM | FOS | OPERATING | 4 | 2024-02-08
S1AIACU005 | M7-0660 | CONDENSING UNIT | AHU-DX-Condenser | HVC | PM | FOS | OPERATING | 4 | 2023-10-18
S1AIACU062 | M7-0362 | CONDENSER | Condensing Unit | HVC | PM | FOS | OPERATING | 2 | 2024-03-03
S1AIACU063 | M7-0362 | CONDENSER | Condensing Unit | HVC | PM | FOS | OPERATING | 2 | 2024-03-03
S1AIAHF001 | M7-0411 | Humidifier, Dri Steem, S/N 1219650-01-01 | Humidifier | HVC | PM | FOS | OPERATING | 4 | 2023-11-09
S1AIAHF0017A | M7-0360 | HUMIDIFIER, DRI STEEM, S/N 128221-01-02 | Humidifier | HVC | PM | FOS | OPERATING | 4 | 2023-11-06
S1AIAHF002 | M7-0411 | Humidifier, Dri Steem, S/N 1219650-02-05 | Humidifier | HVC | PM | FOS | OPERATING | 4 | 2023-11-09
S1AIAHF003 | M7-0411 | Humidifier, Dri Steem, S/N 1219650-02-02 | Humidifier | HVC | PM | FOS | OPERATING | 4 | 2023-11-09
S1AIAHF004 | M7-0411 | Humidifier, Dri Steem, S/N 1219650-02-01 | Humidifier | HVC | PM | FOS | OPERATING | 4 | 2023-11-10
S1AIAHF005 | M7-0411 | Humidifier, Dri Steem, S/N 1219650-02-04 | Humidifier | HVC | PM | FOS | OPERATING | 4 | 2023-11-10
S1AIAHF006 | M7-0411 | Humidifier, Dri Steem, S/N 1219650-02-03 | Humidifier | HVC | PM | FOS | OPERATING | 4 | 2023-11-08
S1AIAHF007 | M7-0360 | Humidifier 7, S/N 1253512-01-01 | Humidifier | HVC | PM | FOS | OPERATING | 4 | 2023-11-02
S1AIAHF013A | M7-0360 | Humidifier, DriSteem, S/N 1237332-01-01 | Humidifier | HVC | PM | FOS | OPERATING | 4 | 2023-11-14
S1AIAHF013B | M7-0360 | Humidifier, DriSteem, S/N 1237332-01-02 | Humidifier | HVC | PM | FOS | OPERATING | 4 | 2023-11-30
S1AIAHF015A | M7-0360 | Humidifier, DriSteem, S/N 1237332-02-01 | Humidifier | HVC | PM | FOS | OPERATING | 3 | 2023-11-14
S1AIAHF015B | M7-0360 | Humidifier, DriSteem, S/N 1237332-02-02 | Humidifier | HVC | PM | FOS | OPERATING | 4 | 2023-11-14
S1AIAHF017B | M7-0360 | HUMIDIFIER, DRI STEEM, S/N 128221-01-01 | Humidifier | HVC | PM | FOS | OPERATING | 3 | 2023-09-21
S1AIAHF019A | M7-0360 | HUMIDIFIER, DRI STEEM, S/N 1268221-01-03 | Humidifier | HVC | PM | FOS | OPERATING | 4 | 2023-09-14
S1AIAHF019B | M7-0360 | HUMIDIFIER, DRI STEEM, S/N 1268221-01-04 | Humidifier | HVC | PM | FOS | OPERATING | 4 | 2023-09-06
S1AIAHF021A | M7-0360 | HUMIDIFIER, DRI STEEM, S/N 12657-01-03 | Humidifier | HVC | PM | FOS | OPERATING | 4 | 2023-09-13
S1AIAHF021B | M7-0360 | HUMIDIFIER, DRI STEEM, S/N 12657-01-03 | Humidifier | HVC | PM | FOS | OPERATING | 4 | 2023-09-21
S1AIAHF023A | M7-0360 | HUMIDIFIER, DRI STEEM, S/N 12657-01-03 | Humidifier | HVC | PM | FOS | OPERATING | 4 | 2023-09-11
S1AIAHF023B | M7-0360 | HUMIDIFIER, DRI STEEM, S/N 12657-01-02 | Humidifier | HVC | PM | FOS | OPERATING | 4 | 2023-09-04
S1AIAHF03A | M7-0360 | Humidifier 3, Dri Steem, S/N 1256071-01-01 | Humidifier | HVC | PM | FOS | OPERATING | 3 | 2023-09-06
S1AIAUA001 | M7-0361 | Package Unit , AAON, S/N 201603-ANEL 13821 | AHU-DX-Package-5T_30T | HVC | PM | FOS | OPERATING | 3 | 2024-02-28
S1AIVFN003 | M7-0411 | Exhaust Fan 2, (SERVICE SUIT PREP) S/N 13497384 | Fan-Exhaust-LT100HP-LS | HVC | PM | FOS | OPERATING | 3 | 2024-02-22
S1AIVFN004 | M7-0411 | Exhaust Fan 3A, (Serves the Dirty Cage Wash) S/N 13497385 | Fan-Exhaust-LT100HP-LS | HVC | PM | FOS | OPERATING | 3 | 2024-02-22
S1AIVFN005 | M7-0411 | Exhaust Fan 3B,( Serves Dirty Cage Wash), S/N 13497386 | Fan-Exhaust-LT100HP-LS | HVC | PM | FOS | OPERATING | 3 | 2024-02-22
S1AIVFN006 | M7-0411 | Exhaust Fan 4A, (Lab Exhaust) S/N 1349763 | Fan-Exhaust-LT100HP-LS | HVC | N/A | XSD | DECOMMISSIONED | 3 | 2019-01-20
S1AIVFN006-R1 | M7-0411 | Exhaust Fan 4A, (Lab Exhaust) S/N 1349763 | Fan-Exhaust-LT100HP-LS | HVC | PM | FOS | OPERATING | 3 | 2024-02-27
S1AIVFN007 | M7-0411 | Exhaust Fan 4B (Lab Exhaust) S/N 1349764 | Fan-Exhaust-LT100HP-LS | HVC | N/A | XSD | DECOMMISSIONED | 3 | 2019-01-20
S1AIVFN007-R1 | M7-0411 | Exhaust Fan 4B (Lab Exhaust) S/N 1349764 | Fan-Exhaust-LT100HP-LS | HVC | PM | FOS | OPERATING | 3 | 2024-02-27
S1AIVFN008 | M7-0411 | Exhaust Fan 5, (Mech Room), S/N 13495052 | Fan-Exhaust-LT100HP-LS | HVC | PM | FOS | OPERATING | 3 | 2024-02-22
S1ARWAD001 | M7-0360 | Refrigerated Air Dryer | Refrigeration-Air Dryer | HVC | PM | FOS | OPERATING | 3 | 2024-05-02
S1ARWAX001 | M7-0361A | AHU #1, DX | AHU-DX-5T_30T | HVC | N/A | XSD | DECOMMISSIONED | 1 | 2017-08-24
S1ARWAX001-R1 | M7-0361A | AHU #1, DX | AHU-DX-5T_30T | HVC | PM | FOS | OPERATING | 3 | 2024-03-28
S1ARWCU001 | M7-0361A | CONDENSING UNIT, WEST UNIT, FEEDS STAGE 1 OF AHU #1 | AHU-DX-Condenser | HVC | N/A | XSD | DECOMMISSIONED | 2 | 2022-11-12
S1ARWCU001-R1 | M7-0361A | CONDENSING UNIT, WEST UNIT, FEEDS STAGE 1 OF AHU 1, S/N 10-22-145067-001-002 | AHU-DX-Condenser | HVC | PM | FOS | OPERATING | 4 | 2023-11-17
S1ARWCU002 | M7-0361A | CONDENSING UNIT, EAST UNIT, FEEDS STAGE 2 OF AHU #1 | AHU-DX-Condenser | HVC | N/A | XSD | DECOMMISSIONED | 3 | 2022-11-13
S1ARWCU002-R1 | M7-0361A | CONDENSING UNIT, EAST UNIT, FEEDS STAGE 2 OF AHU #1, S/N 10-22-145067-001-001 | AHU-DX-Condenser | HVC | PM | FOS | OPERATING | 4 | 2023-11-20
S1ARWRF001 | M7-0411 | WALK IN FREEZER | Refrigeration-Freezer | HVC | N/A | XSD | DECOMMISSIONED | 4 | 2021-06-15
S1ARWRF001-R1 | M7-0411 | WALK IN FREEZER | Refrigeration-Freezer | HVC | PM | FOS | OPERATING | 3 | 2024-04-29
S1AXABH001 | M7-0411 | Boiler, Steam, Cleaver Brooks, S/N 16030006010057 | Boiler-Steam-M7-0411 | HVC | PM | FOS | OPERATING | 4 | 2024-01-26
S1AXABH002 | M7-0411 | Boiler, Steam, Cleaver Brooks, S/N 16030006010062 | Boiler-Steam-M7-0411 | HVC | PM | FOS | OPERATING | 4 | 2024-01-29
S1AXABH003 | M7-0411 | Boiler, Pulse Lochinvar, S/N G13C20257544 | Boilers-Modular/Pulse | HVC | PM | FOS | OPERATING | 4 | 2024-04-25
S1AXABH004 | M7-0411 | Boiler, Pulse Lochinvar, S/N G13C20257543 | Boilers-Modular/Pulse | HVC | PM | FOS | OPERATING | 4 | 2024-05-01
S1AXABH005 | M7-0411 | Boiler, Pulse Lochinvar, S/N I13C20261966 | Boilers-Modular/Pulse | HVC | PM | FOS | OPERATING | 4 | 2024-05-01
S1DT1002 | M7-0360 | DRAIN TREATMENT PUMP | Pump-Drain | WWS | PM | FOS | OPERATING | 3 | 2024-04-23
S1E01001 | M7-0360 | SS 117A 3000KVA 13.2KV-480/277V SILICONE TYPE WESTINGHOUSE | Transformers-Oil-MV | EHV | PM/PT | FOS | OPERATING | 4 | 2023-06-01
S1E01002 | M7-0360 | SS-117,Â Substation Secondary, SSPF | Substation-LV-Draw Out | ELV | PM | FOS | OPERATING | 3 | 2023-01-04
S1E01134 | M7-0360 | ATS-1, Automatic Transfer Switch, to PANEL L-A21 | ATS-Special | ELV | PM | FOS | OPERATING | 3 | 2024-01-12
S1E02001 | M7-0360 | SS 117B 3000KVA 13.2KV-480/277V SILICONE TYPE WESTINGHOUSE | Transformers-Oil-MV | EHV | PM/PT | FOS | OPERATING | 3 | 2023-03-20
S1E02108 | M7-0360 | ATS-2, Automatic Transfer Switch, to PANEL L-B13 | ATS-Special | ELV | PM | FOS | OPERATING | 4 | 2023-11-10
S1E03001 | M7-0360 | SS 118A 3000KVA 13.2KV-4160/2400V SILICONE TYPE WESTINGHOUSE | Transformers-Oil-MV | EHV | PM/PT | FOS | OPERATING | 4 | 2022-11-29
S1E03002 | M7-0360 | USS 118A SECONDARY 2000A 4160/2400V CUTLER-HAMMER | Bus-MV | EHV | PM | FOS | OPERATING | 3 | 2023-12-29
S1E03004 | M7-0360 | VACUUM CIRCUIT BREAKER MAIN A 1200A 4160V CUB 1B CUTLER-HAMMER | Circuit Breaker-VCB | EHV | RTF | FOS | OPERATING | 4 | 2012-12-26
S1E0300401-R1 | M7-0360 | Relay, SS 118A Main SEL-751A CUB 1B Schweitzer | Relays-MV | ELV | PM | FOS | OPERATING | 4 | 2023-12-27
S1E03004-R1 | M7-0360 | VCB SS 118A Main 1200A 4160V CUB 1B EATON | Circuit Breaker-VCB | EHV | PM | FOS | OPERATING | 4 | 2023-12-26
S1E0300501-R1 | M7-0360 | Relay, SS 118A Generator SEL-751A CUB 2A Schweitzer | Relays-MV | ELV | PM | FOS | OPERATING | 4 | 2023-12-27
S1E03005-R1 | M7-0360 | VCB SS 118A Generator 1200A 4160V CUB 2A EATON | Circuit Breaker-VCB | EHV | PM | FOS | OPERATING | 4 | 2023-12-27
S1E0300601-R1 | M7-0360 | Relay, SS 118A MCC-D3 SEL-751A CUB 2B Schweitzer | Relays-MV | ELV | PM | FOS | OPERATING | 4 | 2023-12-21
S1E03006-R1 | M7-0360 | VCB SS 118A MCC-D3 1200A 4160V CUB 2B EATON | Circuit Breaker-VCB | EHV | PM | FOS | OPERATING | 4 | 2023-12-27
S1E0300701-R1 | M7-0360 | Relay, SS 118A MCC-C2/C3 SEL-751A CUB 3A Schweitzer | Relays-MV | ELV | PM | FOS | OPERATING | 4 | 2023-12-21
S1E03007-R1 | M7-0360 | VCB SS 118A MCC-C2/C3 1200A 4160V CUB 3A EATON | Circuit Breaker-VCB | EHV | PM | FOS | OPERATING | 4 | 2023-12-28
S1E0300801-R1 | M7-0360 | Relay, SS 118A MDP-D4/D5 SEL-751A CUB 3B Schweitzer | Relays-MV | ELV | PM | FOS | OPERATING | 4 | 2023-12-21
S1E03008-R1 | M7-0360 | VCB SS 118A MDP-D4/D5 1200A 4160V CUB 3B EATON | Circuit Breaker-VCB | EHV | PM | FOS | OPERATING | 4 | 2023-12-27
S1E0300901-R1 | M7-0360 | Relay, SS 118A Tie SEL-751A CUB 4A Schweitzer | Relays-MV | ELV | PM | FOS | OPERATING | 4 | 2023-12-27
S1E03009-R1 | M7-0360 | VCB SS 118A Tie 1200A 4160V CUB 4A EATON | Circuit Breaker-VCB | EHV | PM | FOS | OPERATING | 4 | 2023-12-27
S1E0301001-R1 | M7-0360 | Relay, SS 118A MCC-C1 SEL-751A CUB 4B Schweitzer | Relays-MV | ELV | PM | FOS | OPERATING | 4 | 2023-12-21
S1E03010-R1 | M7-0360 | VCB SS 118A MCC-C1 1200A 4160V CUB 4B EATON | Circuit Breaker-VCB | EHV | PM | FOS | OPERATING | 4 | 2023-12-27
S1E03013 | M7-0360 | MCC-C4 | MCC | ELV | PM | FOS | OPERATING | 4 | 2023-05-15
S1E03019 | M7-0360 | MCC-C5 | MCC | ELV | PM | FOS | OPERATING | 3 | 2022-10-06
S1E03033 | M7-0360 | MCC-C2 | MCC | ELV | PM | FOS | OPERATING | 3 | 2024-02-27
S1E03043 | M7-0360 | MCC-C3 | MCC | ELV | PM | FOS | OPERATING | 4 | 2022-07-26
S1E03048 | M7-0360 | MCC-C1 | MCC | ELV | PM | FOS | OPERATING | 4 | 2024-05-02
S1E03050 | M7-0360 | MCC-C6 | MCC | ELV | PM | FOS | OPERATING | 5 | 2024-05-03
S1E03212 | M7-0360 | Battery Bank 130V, USS-117 | Battery Bank-Nickel Cad | EHV | PM | FOS | OPERATING | 3 | 2023-10-17
S1E03218 | M7-0360 | SUBSTATION FOR LOADBANK | Circuit Breaker-LV Draw Out | ELV | RTF | FOS | OPERATING | 4 | 2012-12-23
S1E03219 | M7-0360 | TRANSFORMER LOAD BANK 2MVA 4160V-480V OIL TYPE PDMT COOPER | Transformers-Oil-MV | EHV | PM | FOS | OPERATING | 4 | 2024-03-28
S1E03220 | M7-0360 | Battery Charger 130V, USS-117 [FIC1871] | Battery Charger | EHV | PM | FOS | OPERATING | 4 | 2023-10-17
S1E04001 | M7-0360 | SS 118B 3000KVA 13.2KV-4160/2400V SILICONE TYPE WESTINGHOUSE | Transformers-Oil-MV | EHV | PM/PT | FOS | OPERATING | 4 | 2022-12-06
S1E04002 | M7-0360 | USS 118B SECONDARY 2000A 4160/2400V CUTLER-HAMMER | Bus-MV | EHV | PM | FOS | OPERATING | 4 | 2023-12-29
S1E04003 | M7-0360 | USS-118, SSPF 4160V | Substation Secondary | EHV | PM/TS | FOS | OPERATING | 4 | 2012-12-27
S1E0400401-R1 | M7-0360 | Relay, SS 118B MAIN SEL-751A CUB 8B Schweitzer | Relays-MV | ELV | PM | FOS | OPERATING | 4 | 2023-12-27
S1E04004-R1 | M7-0360 | VCB SS 118B MAIN 1200A 4160V CUB 8B EATON | Circuit Breaker-VCB | EHV | PM | FOS | OPERATING | 4 | 2023-12-26
S1E0400501-R1 | M7-0360 | Relay, SS 118B PORTABLE CHILLER SEL-751A CUB 7A Schweitzer | Relays-MV | ELV | PM | FOS | OPERATING | 4 | 2024-01-27
S1E04005-R1 | M7-0360 | VCB SS 118B PORTABLE CHILLER 1200A 4160V CUB 7A EATON | Circuit Breaker-VCB | EHV | PM | FOS | OPERATING | 4 | 2023-12-28
S1E0400601-R1 | M7-0360 | Relay, SS 118B MDP-D1/ACF SEL-751A CUB 7B Schweitzer | Relays-MV | ELV | PM | FOS | OPERATING | 4 | 2024-01-27
S1E04006-R1 | M7-0360 | VCB SS 118B MDP-D1/ACF 1200A 4160V CUB 7B EATON | Circuit Breaker-VCB | EHV | PM | FOS | OPERATING | 4 | 2023-12-28
S1E0400701-R1 | M7-0360 | Relay, SS 118B MCC-C4/C5 SEL-751A CUB 6A Schweitzer | Relays-MV | ELV | PM | FOS | OPERATING | 4 | 2023-12-22
S1E04007-R1 | M7-0360 | VCB SS 118B MCC-C4/C5 1200A 4160V CUB 6A EATON | Circuit Breaker-VCB | EHV | PM | FOS | OPERATING | 4 | 2023-12-28
S1E0400801-R1 | M7-0360 | Relay, SS 118B MDP-D2 SEL-751A CUB 6B Schweitzer | Relays-MV | ELV | PM | FOS | OPERATING | 4 | 2024-01-27
S1E04008-R1 | M7-0360 | VCB SS 118B MDP-D2 1200A 4160V CUB 6B EATON | Circuit Breaker-VCB | EHV | PM | FOS | OPERATING | 4 | 2023-12-28
S1E0400901-R1 | M7-0360 | RELAY, SS 118B MCC-C6 SEL-751A CUB 5B SCHWEITZER | Relays-MV | ELV | PM | FOS | OPERATING | 4 | 2023-12-21
S1E04009-R1 | M7-0360 | VCB SS 118B MCC-C6 1200A 4160V CUB 5B EATON | Circuit Breaker-VCB | EHV | PM | FOS | OPERATING | 4 | 2024-01-02
S1E04011 | M7-0360 | TRANSFORMER TD1 1000KVA (OIL) TO MDP-D1 | Transformers-Oil-MV | EHV | PM | FOS | OPERATING | 4 | 2023-12-29
S1E04021-R1 | M7-0360 | TRANSFORMER TD2 500KVA 4160-480/277V FR3 TYPE PDMT SOLOMON CORP. | Transformers-Oil-MV | EHV | PM | FOS | OPERATING | 4 | 2022-12-01
S1E04034 | M7-0360 | MCC D3 | MCC | ELV | PM | FOS | OPERATING | 5 | 2023-05-17
S1E04101 | M7-0360 | TRANSFORMER T-BUC 1000KVA 4160V-480/277V OIL TYPE PDMT COOPER | Transformers-Oil-MV | EHV | N/A | XSD | DECOMMISSIONED | 2 | 2020-08-10
S1E04101-R1 | M7-0360 | TRANSFORMER T-BUC 1000KVA 4160V-480/277V FR3 TYPE PDMT EATON/COOPER | Transformers-Oil-MV | EHV | PM | FOS | OPERATING | 4 | 2022-12-02
S1E05002 | M7-0360 | SS-HIBA,Â Substation Secondary, SSPF, H&IÂ Bay | Substation-LV-Draw Out | ELV | PM | FOS | OPERATING | 3 | 2023-01-04
S1E11001 | M7-0411 | TRANSFORMER TD1-1 500KVA 4160-480/277V FR3 OIL PDMT COOPER | Transformers-Oil-MV | EHV | PT | FOS | OPERATING | 4 | 2023-12-27
S1E11010 | M7-0411 | LIGHTNING PROTECTION SYSTEM | Lightning-Grounding | ELV | PM | FOS | OPERATING | 4 | 2020-05-29
S1E11011 | M7-0411 | GROUNDING SYSTEM FACILITY | Lightning-Grounding | ELV | PM | FOS | OPERATING | 4 | 2020-09-25
S1E90001 | M7-0360 | GROUNDING SYSTEM FACILITY | Lightning-Grounding | ELV | PM | FOS | OPERATING | 4 | 2022-02-08
S1E90003 | M7-0660 | GROUNDING SYSTEM FACILITY | Grounding | ELV | PM | FOS | OPERATING | 3 | 2023-05-12
S1F20001 | M7-0360 | SPRINKLER SYSTEM 6" OSY RM 1084 CLOSET | Wet Pipe | PSY | PM | FOS | OPERATING | 3 | 2024-01-22
S1F20002 | M7-0360 | SPRINKLER SYSTEM 6" OSY RM 1052 CLOSET KENNEDY | Wet Pipe | PSY | PM | FOS | OPERATING | 3 | 2024-02-07
S1F20003 | M7-0360 | SPRINKLER SYSTEM 6" OSY RM 1018 N WALL | Wet Pipe | PSY | PM | FOS | OPERATING | 3 | 2024-01-23
S1F20007 | M7-0360 | SPRINKLER SYSTEM, 4" WET PIPE RASCO | Wet Pipe | PSY | PM | FOS | OPERATING | 3 | 2024-02-01
S1F2000801 | M7-0360 | Wet Pipe Fire Sprinkler, Valve Assembly | Wet Pipe | PSY | PM/PEND | FOS | OPERATING | 3 | 2023-08-02
S1F20010 | M7-0360 | SPRINKLER SYSTEM 4" OSY LOADING DOCK DRY PIPE | Dry Pipe | PSY | PM | FOS | OPERATING | 3 | 2024-04-24
S1F20016 | M7-0360 | WET-PIPE FIRE SPRINKLER SYSTEM 4" OSY RM 2021 | Wet Pipe | PSY | PM | FOS | OPERATING | 4 | 2023-12-05
S1F20361 | M7-0361 | SPRINKLER SYSTEM, 3" | Wet Pipe | PSY | PM | FOS | OPERATING | 3 | 2023-12-22
S1F23001 | M7-0360 | Fire Hose Valves, Floor 1 near 1096 | Valves-Fire Hose | PSY | PM | FOS | OPERATING | 3 | 2023-08-29
S1F23002 | M7-0360 | Fire Hose Valves, Floor 2 near 2096 | Valves-Fire Hose | PSY | PM | FOS | OPERATING | 3 | 2023-08-24
S1F23003 | M7-0360 | Fire Hose Valves, Floor 3 near 3096 | Valves-Fire Hose | PSY | PM | FOS | OPERATING | 3 | 2023-08-22
S1F23004 | M7-0360 | Fire Hose Valve System, Highbay area only, 6" | Valves-Fire Hose | PSY | PM | FOS | OPERATING | 3 | 2024-03-21
S1F23005 | M7-0360 | Fire Hose Valve System, Highbay area only, 6" | Valves-Fire Hose | PSY | PM | FOS | OPERATING | 3 | 2024-03-28
S1F23006 | M7-0360 | Fire Hose Valve System, Highbay area only, 6" | Valves-Fire Hose | PSY | PM | FOS | OPERATING | 3 | 2024-03-28
S1F2300M | M7-0360 | Fire Hose Valves, Floor M near M046 | Valves-Fire Hose | PSY | PM | FOS | OPERATING | 3 | 2023-08-28
S1F40021 | M7-0361 | FACP, SIMPLEX 4002 | FACP | PSY | N/A | XSD | DECOMMISSIONED | 4 | 2014-04-24
S1F41001 | M7-0360 | FACP, SIMPLEX 4100T | FACP | PSY | N/A | XSD | DECOMMISSIONED | 2 | 2020-02-21
S1FCSUP001 | K6-1446K | APC SMART-UPS 1000 (SPARE) | UPS-Self Contained Small | PSY | RTF | NSP | DECOMMISSIONED | 3 | 2011-09-29
S1FFACP001 | M7-0411 | FACP, SIMPLEX 4010ES | FACP | PSY | PM | FOS | OPERATING | 3 | 2023-10-16
S1FFACP101 | M7-0360 | Pyrotronics Smoke Detectors Control Panel, FL1 | FACP | PSY | PM/TS | NOS | DECOMMISSIONED | 4 | 2014-07-29
S1FFACP201 | M7-0360 | PYROTRONICS MXL SMOKE DETECTORS CONTROL PANEL 2ND FL EAST | FACP | PSY | PM/TS | NOS | DECOMMISSIONED | 4 | 2015-02-20
S1FFACP203 | M7-0360 | Pyrotronics Smoke Detectors Control Panel, FL2, West | FACP | PSY | PM/TS | NOS | DECOMMISSIONED | 4 | 2013-12-20
S1FFACP361 | M7-0361A | FACP, SIMPLEX 4100U | FACP | PSY | PM | FOS | OPERATING | 4 | 2023-06-09
S1FFACP362 | M7-0362 | FACP, SIMPLEX 4005 | FACP | PSY | PM | FOS | OPERATING | 4 | 2024-03-30
S1FFACPN34 | M7-0360 | M7-0360, FACP, SIMPLEX 4100ES | FACP | PSY | PM | FOS | OPERATING | 4 | 2023-12-22
S1FFART001 | M7-0411 | CENTRAL RADIO MONITORING SYSTEM (CRMS) TRANSCEIVER | CRMS | PSY | PM | FOS | OPERATING | 4 | 2023-08-18
S1FFART002 | M7-0360 | CENTRAL RADIO MONITORING SYSTEM (CRMS) TRANSCEIVERS | CRMS | PSY | PM | FOS | OPERATING | 3 | 2023-06-07
S1FH1035 | M7-0360 | HYDRANT, FIRE | Hydrant | WWS | PM | FOS | OPERATING | 3 | 2023-12-05
S1FH1090 | M7-0360 | HYDRANT, FIRE | Hydrant | WWS | PM | FOS | OPERATING | 4 | 2023-12-01
S1FH1215 | M7-0360 | HYDRANT, FIRE | Hydrant | WWS | PM | FOS | OPERATING | 4 | 2023-12-01
S1FH1330 | M7-0360 | HYDRANT, FIRE | Hydrant | WWS | PM | FOS | OPERATING | 3 | 2023-12-05
S1FKPAB809 | M7-0360 | DOOR PORTAL | ESS | PSY | PM | FOS | OPERATING | 3 | 2024-02-27
S1FKPAB812 | M7-0361 | Tech Shop AUX BOX | ESS | PSY | PM | FOS | OPERATING | 3 | 2023-11-11
S1FKPAB816 | M7-0360 | AUX BOX | ESS | PSY | PM | FOS | OPERATING | 3 | 2024-02-15
S1FKPAB817 | M7-0360 | AUX BOX | ESS | PSY | PM | FOS | OPERATING | 3 | 2024-02-15
S1FKPCP079 | M7-0360 | INTELLIGENT SYSTEM CONTROLLER #79 | ESS | PSY | PM | FOS | OPERATING | 3 | 2023-12-30
S1FKPCP080 | M7-0360 | INTELLIGENT SYSTEM CONTROLLER #80 | ESS | PSY | PM | FOS | OPERATING | 3 | 2023-12-30
S1FKPCP081 | M7-0360 | INTELLIGENT SYSTEM CONTROLLER #81 | ESS | PSY | PM | FOS | OPERATING | 3 | 2023-12-19
S1FKPCP082 | M7-0360 | INTELLIGENT SYSTEM CONTROLLER #82 | ESS | PSY | N/A | XSD | DECOMMISSIONED | 3 | 2021-07-01
S1FKPCP093 | M7-0411 | INTELLIGENT SYSTEM CONTROLLER #93 | ESS | PSY | PM | FOS | OPERATING | 3 | 2023-12-19
S1FKPDP791 | M7-0360 | DOOR PORTAL | Door Portal | PSY | PM/TS | NAB | ABANDONED | 1 | 2017-07-11
S1FKPDP792 | M7-0360 | DOOR PORTAL | Door Portal | PSY | PM | FOS | OPERATING | 3 | 2023-12-19
S1FKPDP793 | M7-0360 | DOOR PORTAL | Door Portal | PSY | PM | FOS | OPERATING | 3 | 2023-12-19
S1FKPDP794 | M7-0360 | DOOR PORTAL | Door Portal | PSY | PM | FOS | OPERATING | 4 | 2024-01-05
S1FKPDP795 | M7-0360 | DOOR PORTAL | Door Portal | PSY | PM | FOS | OPERATING | 4 | 2024-01-06
S1FKPDP796 | M7-0360 | DOOR PORTAL | Door Portal | PSY | N/A | XSD | DECOMMISSIONED | 5 | 2017-07-08
S1FKPDP797 | M7-0360 | DOOR PORTAL | Door Portal | PSY | PM | FOS | OPERATING | 3 | 2024-01-17
S1FKPDP801 | M7-0360 | DOOR PORTAL | Door Portal | PSY | PM | FOS | OPERATING | 3 | 2024-01-26
S1FKPDP802 | M7-0360 | DOOR PORTAL | Door Portal | PSY | PM/TS | NOS | DECOMMISSIONED | 3 | 2016-06-22
S1FKPDP803 | M7-0360 | DOOR PORTAL | Door Portal | PSY | PM/TS | NOS | DECOMMISSIONED | 3 | 2016-06-24
S1FKPDP804 | M7-0360 | DOOR PORTAL | Door Portal | PSY | PM | FOS | OPERATING | 4 | 2024-01-05
S1FKPDP805 | M7-0360 | DOOR PORTAL | Door Portal | PSY | N/A | XSD | DECOMMISSIONED | 3 | 2018-01-02
S1FKPDP806 | M7-0360 | DOOR PORTAL | Door Portal | PSY | PM | FOS | OPERATING | 3 | 2024-02-02
S1FKPDP807 | M7-0360 | DOOR PORTAL | Door Portal | PSY | PM | FOS | OPERATING | 3 | 2023-12-28
S1FKPDP808 | M7-0360 | DOOR PORTAL | Door Portal | PSY | PM | FOS | OPERATING | 3 | 2023-12-27
S1FKPDP809 | M7-0360 | DOOR PORTAL | Door Portal | PSY | PM | FOS | OPERATING | 3 | 2023-12-28
S1FKPDP812 | M7-0361 | DOOR PORTAL | Door Portal | PSY | N/A | XSD | DECOMMISSIONED | 1 | 2016-07-05
S1FKPDP818 | M7-0361 | DOOR PORTAL | Door Portal | PSY | PM | FOS | OPERATING | 4 | 2023-10-05
S1FKPDP819 | M7-0361 | DOOR PORTAL | Door Portal | PSY | PM | FOS | OPERATING | 1 | 2023-10-05
S1FKPDP931 | M7-0411 | DOOR PORTAL | Door Portal | PSY | PM | FOS | OPERATING | 3 | 2024-03-27
S1FKPDP932 | M7-0411 | DOOR PORTAL | Door Portal | PSY | PM | FOS | OPERATING | 3 | 2024-03-27
S1FKPFD811 | M7-0360 | FIBER OPTIC INTRUSION DETECTION SYS | ESS | PSY | PM | FOS | OPERATING | 3 | 2024-02-18
S1FKPTS813 | M7-0360 | GATE TURNSTILE | Turnstile | PSY | PM | FOS | OPERATING | 4 | 2023-10-16
S1FKPVG797 | M7-0360 | VEHICLEÂ GATE ACCESS CONTROL | ESS | PSY | PM | FOS | OPERATING | 3 | 2024-02-14
S1FKPVG798 | M7-0360 | VEHICLEÂ GATE ACCESS CONTROL | ESS | PSY | PM | FOS | OPERATING | 4 | 2024-02-03
S1FKPVG814 | M7-0360 | VEHICLEÂ GATE ACCESS CONTROL | ESS | PSY | PM | FOS | OPERATING | 4 | 2024-03-02
S1FKPVG815 | M7-0360 | VEHICLEÂ GATE ACCESS CONTROL | ESS | PSY | PM | FOS | OPERATING | 4 | 2024-03-02
S1FSYST401 | M7-0360 | Roof Hydrant, Highbay, USNG: 3497 5528 | Valves-Fire Hose | PSY | PM | FOS | OPERATING | 3 | 2023-10-16
S1FSYST402 | M7-0360 | Roof Hydrant, Highbay, USNG: 3501 5528 | Valves-Fire Hose | PSY | PM | FOS | OPERATING | 3 | 2023-10-17
S1FSYST403 | M7-0360 | Roof Hydrant, Highbay, USNG: 3505 5528 | Valves-Fire Hose | PSY | PM | FOS | OPERATING | 3 | 2023-10-17
S1FSYWS009 | M7-0360 | WET PIPE FIRE SPRINKLER | Wet Pipe | PSY | PM | FOS | OPERATING | 3 | 2024-03-06
S1FSYWS011 | M7-0360 | Wet Pipe Fire Sprinkler System | Wet Pipe | PSY | PM | FOS | OPERATING | 3 | 2024-03-07
S1FSYWS012 | M7-0360 | Wet Pipe Fire Sprinkler System | Wet Pipe | PSY | PM | FOS | OPERATING | 3 | 2024-03-05
S1FSYWS013 | M7-0360 | Wet Pipe Fire Sprinkler System w/GN2 | Wet Pipe | PSY | PM | FOS | OPERATING | 3 | 2024-01-10
S1FSYWS014 | M7-0360 | Wet Pipe Fire Sprinkler System | Wet Pipe | PSY | PM | FOS | OPERATING | 4 | 2023-12-11
S1FSYWS015 | M7-0360 | Wet Pipe Fire Sprinkler System | Wet Pipe | PSY | PM | FOS | OPERATING | 3 | 2023-12-11
S1FSYWS020 | M7-0360 | WET PIPE FIRE SPRINKLER SYSTEM, VVG | Wet Pipe | PSY | PM | FOS | OPERATING | 3 | 2024-02-06
S1FSYWS061 | M7-0361A | WET PIPE FIRE SPRINKLER SYSTEM w/GN2 | Wet Pipe | PSY | PM | FOS | OPERATING | 4 | 2024-01-25
S1FSYWS362 | M7-0362 | WET PIPE FIRE SPRINKLER SYSTEM w/GN2 | Wet Pipe | PSY | PM | FOS | OPERATING | 3 | 2024-02-02
S1FSYWS411 | M7-0411 | WET PIPE SPRINKLER SYSTEM w/GN2 | Wet Pipe | PSY | PM | FOS | OPERATING | 3 | 2023-09-12
S1FTH001 | M7-0360 | LINEAR DETECTION, CABLE TRAYS, PROTECTOWIRE | FACP | PSY | PM | FOS | OPERATING | 3 | 2023-04-17
S1FUCNG002 | M7-0360 | Facility Natural Gas Piping | Gas Piping | MEC | PM | FOS | OPERATING | 3 | 2023-09-29
S1FUCNG003 | M7-0411 | Facility Natural Gas Piping | Gas Piping | MEC | PM | FOS | OPERATING | 3 | 2023-08-07
S1FWC001 | M7-0360 | ANSUL R-102 WET CHEM, KITCHEN, NATURAL GAS, GAS VA | Wet Chem | PSY | PM/TS | NAB | ABANDONED | 3 | 2016-11-07
S1FWC002 | M7-0360 | ANSUL R-102 WET CHEM, SERVING LINE, NATURAL GAS, G | Wet Chem | PSY | N/A | NAB | ABANDONED | 3 | 2016-11-07
S1G01001 | M7-0360 | GENERATOR 150KW, with 250 GALLON TANK | Generator-Stationary-Level 1 | ELV | PM/RI | FOS | OPERATING | 4 | 2024-05-09
S1G01003 | M7-0360 | GENERATOR, 2 MW, DIESEL | Generator-Stationary-Level 2 | ELV | PM/RI | FOS | OPERATING | 4 | 2024-04-16
S1G01003T | M7-0360 | FUEL TANK, REGISTERED, Diesel, 1250 gallon | Tanks-Fuel | ELV | PM/RI | FOS | OPERATING | 3 | 2024-04-18
S1G01004 | M7-0360 | GENERATOR, 1.2 MW, DIESEL | Generator-Stationary-Level 2 | ELV | PM/RI | FOS | OPERATING | 4 | 2024-04-16
S1G01004T | M7-0360 | FUEL TANK, REGISTERED, Diesel, 1000 gallon | Tanks-Fuel | ELV | PM/RI | FOS | OPERATING | 3 | 2024-04-18
S1LAD2069 | M7-0360 | Ladder With Lad Safe | Ladder | STR | PM | FOS | OPERATING | 4 | 2024-04-04
S1LAD2077 | M7-0360 | Ladder With Lad Safe | Ladder | STR | PM | FOS | OPERATING | 4 | 2024-04-17
S1MENVM1 | M7-0360 | ODMS, SSPF, Servomex 1800, PRCU, Room 1411 | ODMS | ELV | PM | FOS | OPERATING | 1 | 2022-04-07
S1MENVM2 | M7-0361A | ODMS, SSPF, Servomex 1800, VCF | ODMS | ELV | N/A | XSD | DECOMMISSIONED | 1 | 2022-04-07
S1MENVM3 | M7-0360 | ODMS, SSPF, Servomex 1800, Fluid Service, Room 1435 | ODMS | ELV | N/A | XSD | DECOMMISSIONED | 1 | 2022-04-07
S1MENVM4 | M7-0360 | ODMS, SSPF, Servomex 1800, Lab, Room 1495 | ODMS | ELV | N/A | XSD | DECOMMISSIONED | 1 | 2022-04-07
S1MENVM5 | M7-0360 | ODMS, SSPF, Servomex 1800, Lab, Room 1496 | ODMS | ELV | PM | FOS | OPERATING | 2 | 2022-04-07
S1S01001 | M7-0411 | WATER TREATMENT SYSTEM, DEIONIZED WATER | Water Treatment-DI | WWS | PM | FOS | OPERATING | 3 | 2024-02-09
S1S01002 | M7-0411 | WATER SOFTENER | Waste Treatment | HVC | PM | FOS | OPERATING | 4 | 2024-04-28
S1S11001 | M7-0360 | GREASE TRAP CONCRETE VAULT WITH CAST IRON ACCESS L | Grease Trap | WWS | PM | FOS | OPERATING | 3 | 2024-04-22
S1S11002 | M7-0360 | CONCRETE VAULT WITH CAST IRON ACCESS LIDS | Grease Trap | WWS | PM | FOS | OPERATING | 3 | 2024-04-22
S1S12003 | M7-0360 | BFP WATTS, 4", M/N 994, S/N 060200350 | BFP | WWS | PM | FOS | OPERATING | 3 | 2023-12-12
S1S12004 | M7-0360 | BFP, 2" WATTS MODEL 919QT, S/N 11816 LAWN SPRINKLER | BFP | WWS | PM | FOS | OPERATING | 4 | 2023-11-21
S1S12005 | M7-0360 | BFP, 2" WATTS MODEL 919QT, S/N 11828 LAWN SPRINKLER | BFP | WWS | PM | FOS | OPERATING | 3 | 2023-11-22
S1S12006 | M7-0360 | BFP WATTS, 2", MDL 919QT, RP, S/N 09545 | BFP | WWS | PM | FOS | OPERATING | 3 | 2023-11-22
S1S12008 | M7-0360 | BFP WATTS S/N 27441, 1 Â½â€ | BFP | WWS | N/A | XSD | DECOMMISSIONED | 3 | 2017-11-17
S1S12009 | M7-0360 | BFP AMES 4000 SS 4" RPZ DUAL MNT S/N 105929 | BFP | WWS | PM | FOS | OPERATING | 4 | 2023-11-21
S1S12010 | M7-0360 | BFP AMES 4000 SS 4" RPZ DUAL MNT S/N 105498 | BFP | WWS | PM | FOS | OPERATING | 4 | 2023-11-21
S1S12012 | M7-0360 | BFP WATTS 909, RP, 2", S/N 305017 | BFP | WWS | N/A | XSD | DECOMMISSIONED | 4 | 2015-12-02
S1S12013 | M7-0360 | BFP WATTS 709 6" DC | BFP-Fire | WWS | PM | FOS | OPERATING | 4 | 2024-01-31
S1S12014 | M7-0360 | BFP WATTS RP 1-1/4" S/N 433329 | BFP | WWS | N/A | XSD | DECOMMISSIONED | 4 | 2016-10-13
S1S12015 | M7-0360 | BFP WATTS RP 1-1/4" S/N 433328 | BFP | WWS | N/A | XSD | DECOMMISSIONED | 4 | 2016-10-26
S1S12017 | M7-0360 | BFP FEBCO 825Y 1" RP, S/N J073423 | BFP | WWS | PM | FOS | OPERATING | 4 | 2024-02-09
S1S12018 | M7-0360 | BFP WILKINS ZURN 975XL 3/4" S/N 3668134 | BFP | WWS | PM | FOS | OPERATING | 3 | 2024-01-31
S1S12019 | M7-0360 | BFP WATTS 919QT, 1-1/4â€, FEEDS AUTOCLAVE, SN 10385 | BFP | WWS | PM | FOS | OPERATING | 4 | 2024-02-09
S1S12020 | M7-0360 | BFP WATTS 919QT, 1-1/4â€, FEEDS STEAM GENERATOR, SN 10121 | BFP | WWS | PM | FOS | OPERATING | 4 | 2024-02-09
S1S12021 | M7-0411 | BFP WATTS 909, 3" RP, SN 001308 | BFP | WWS | PM | FOS | OPERATING | 3 | 2023-12-29
S1S12022 | M7-0411 | BFP WATTS 919QT, 2" RP, SN 23264 | BFP | WWS | PM | FOS | OPERATING | 3 | 2023-12-29
S1S12023 | M7-0360 | BFP FEBCO 825Y, 3/4", S/N A000387 | BFP | WWS | PM | FOS | OPERATING | 4 | 2024-02-09
S1S12024 | M7-0361 | BFP WILKINS 350XLT2, 1-1/2", SN4097652 | BFP | WWS | PM | FOS | OPERATING | 3 | 2023-07-06
S1U01001 | M7-0360 | UPS-100,Â PS&C, 400KVAÂ ROTARY, 480VAC Out, SSPF | UPS-With External Battery | ELV | N/A | XSD | DECOMMISSIONED | 4 | 2016-03-11
S1U01002 | M7-0360 | UPS-100,Â PS&C, 400KVAÂ ROTARY, 480VAC Out, SSPF [FIC1625] | UPS-With External Battery | ELV | N/A | XSD | DECOMMISSIONED | 3 | 2022-10-21
S1U02002 | M7-0360 | BatteryÂ Bank,Â UPS-100,Â SSPFÂ Bank 1 | Battery Bank-Lead Acid (VRLA) | ELV | N/A | XSD | DECOMMISSIONED | 3 | 2015-04-10
S1U02002-R1 | M7-0360 | BatteryÂ Bank,Â UPS-100,Â SSPF | Battery Bank-Lead Acid (VRLA) | ELV | PM | FOS | OPERATING | 4 | 2023-03-16
S1U02003 | M7-0360 | BatteryÂ Bank,Â UPS-100,Â SSPFÂ Bank 2 | Battery Bank-Lead Acid (VRLA) | ELV | N/A | XSD | DECOMMISSIONED | 3 | 2015-04-10
S1U05001 | M7-0355 | UPS-101, 65 KVA, 52 KW, 480 - 208V, BP-III | UPS-Self Contained | ELV | N/A | XSD | DECOMMISSIONED | 4 | 2020-03-16
S1U05002 | M7-0360 | UPS-102 65 KVA, 480 - 208V, BP-III | UPS-Self Contained | ELV | PM/AS | NSP | DECOMMISSIONED | 2 | 2014-01-13
S1U05003 | M7-0360 | UPS-103 65 KVA, 480 - 208V, BP-III | UPS-Self Contained | ELV | PM | FOS | OPERATING | 4 | 2024-01-15
S1U05004 | M7-0360 | UPS-104,Â 65Â KVA, 480 - 208V, BP-III | UPS-Self Contained | ELV | PM | FOS | OPERATING | 4 | 2023-11-15
S1U05005 | M7-0360 | UPS-105 65 KVA, 52 KW, 480 - 208V, BP-III | UPS-Self Contained | ELV | PM | FOS | OPERATING | 3 | 2023-10-30
S1U07001 | M7-0360 | UPS-107,Â 80Â KVA, 480 - 480V, BP-III | UPS-Self Contained | ELV | PM/AS | NSP | DECOMMISSIONED | 3 | 2013-09-18
S1U07002 | M7-0360 | UPS-108,Â 80Â KVA, 480 - 480V, BP-III | UPS-Self Contained | ELV | PM | FOS | OPERATING | 4 | 2023-12-07
S1U08001 | M7-0360 | UPS-109,Â 100Â KVA, 480 - 480V, BP-III | UPS-Self Contained | ELV | N/A | XSD | DECOMMISSIONED | 4 | 2013-10-01
S1U09002 | M7-0360 | UPS-166,1.0 KVA APC | UPS-Self Contained Small | ELV | PM | FOS | OPERATING | 4 | 2023-11-29
S2101001 | M7-1104 | AHU #1 | AHU-CHW-5T_30T | HVC | PM | FOS | OPERATING | 3 | 2024-04-08
S2101002 | M7-1104 | AHU #2 | AHU-CHW-5T_30T | HVC | PM | FOS | OPERATING | 3 | 2024-04-08
S2101003 | M7-1104 | AHU #3 | AHU-CHW-5T_30T | HVC | PM | FOS | OPERATING | 3 | 2024-04-08
S2101004 | M7-1104 | AHU #4 | AHU-CHW-5T_30T | HVC | PM | FOS | OPERATING | 3 | 2024-04-09
S2101005 | M7-1104 | AHU #5 | AHU-CHW-5T_30T | HVC | PM | FOS | OPERATING | 3 | 2024-04-08
S2101008 | M7-1104 | AHU #6 | AHU-CHW-5T_30T | HVC | PM | FOS | OPERATING | 3 | 2024-04-09
S2102002 | M7-1104 | PACKAGE UNIT (PAC-1) | AHU-DX-Package-5T_30T | HVC | N/A | XSD | DECOMMISSIONED | 2 | 2017-05-15
S2105002 | M7-1104 | BOILER, HOT WATER,17.8 BHP (579,000 BTU/H) | Boilers-HW | HVC | PM | FOS | OPERATING | 4 | 2023-12-11
S2107004 | M7-1104 | Hot Water Pump P-4 | Pump-Pad Mount-(HTHW/HW)-GT10HP | HVC | PM | FOS | OPERATING | 4 | 2023-12-11
S2107005 | M7-1104 | Hot Water Pump P-5 | Pump-Pad Mount-(HTHW/HW)-GT10HP | HVC | PM | FOS | OPERATING | 4 | 2023-12-11
S2107006 | M7-1104 | CHW Pump P-6 | Pump LT 10hp | HVC | RTF | FOS | OPERATING | 4 | 2018-04-26
S2108001 | M7-1104 | VENTILATING UNIT (VU-1) | Fan-Supply-LT100HP | HVC | PM | FOS | OPERATING | 3 | 2024-04-29
S2108002 | M7-1104 | VENTILATING UNIT (VU-2) | Fan-Supply-LT100HP | HVC | PM | FOS | OPERATING | 3 | 2024-04-08
S2110001 | M7-1104 | HUMIDIFIER (H-1) | Humidifier | HVC | PM | FOS | OPERATING | 3 | 2023-10-30
S2110002 | M7-1104 | HUMIDIFIER (H-2) | Humidifier | HVC | PM | FOS | OPERATING | 3 | 2023-10-31
S2110003 | M7-1104 | HUMIDIFIER (H-3) | Humidifier | HVC | PM | FOS | OPERATING | 3 | 2023-10-30
S2110004 | M7-1104 | HUMIDIFIER (H-4) | Humidifier | HVC | PM | FOS | OPERATING | 3 | 2023-10-30
S2201001 | M7-1104 | LIGHTNING PROTECTION SYSTEM | Lightning Prot-ORD | ELV | PM | FOS | OPERATING | 4 | 2023-08-28
S2201001-C | M7-1104 | IPS-136, TO EMERG EGRESS & EXIT LIGHTING | IPS | ELV | PM | FOS | OPERATING | 4 | 2024-04-25
S2201018 | M7-1104C | LIGHTNING PROTECTION | Lightning Prot | ELV | PM | FOS | OPERATING | 4 | 2019-08-01
S2202001 | M7-1104 | IPS-135, TO EMERG EGRESS & EXIT LIGHT | IPS | ELV | PM | FOS | OPERATING | 4 | 2024-04-25
S2303001 | M7-1104 | SHOWER & EYEWASH GUARDIAN M/N GFP 1902 | Shwr-Eyewash | WWS | PM | FOS | OPERATING | 4 | 2024-01-17
S2303002 | M7-1104 | SHOWER & EYEWASH GUARDIAN M/N GFP 1902 | Shwr-Eyewash | WWS | PM | FOS | OPERATING | 3 | 2024-01-22
S2303003 | M7-1104 | SHOWER & EYEWASH GAURDIAN M/N GFP 1902 | Shwr-Eyewash | WWS | PM | FOS | OPERATING | 3 | 2024-01-19
S2303004 | M7-1104 | SHOWER & EYEWASH GUARDIAN M/N GFP 1902 | Shwr-Eyewash | WWS | PM | FOS | OPERATING | 3 | 2024-01-19
S2303005 | M7-1104 | SHOWER & EYEWASH GUARDIAN M/N GFP 1902 | Shwr-Eyewash | WWS | PM | FOS | OPERATING | 3 | 2024-01-18
S2303006 | M7-1104 | SHOWER & EYEWASH GUARDIAN M/N GFP 1902 | Shwr-Eyewash | WWS | N/A | XSD | DECOMMISSIONED | 4 | 2013-01-24
S2303007 | M7-1104 | SHOWER & EYEWASH, GUARDIAN M/N GFP1902 | Shwr-Eyewash | WWS | N/A | XSD | DECOMMISSIONED | 4 | 2013-01-24
S2303008 | M7-1104 | SHOWER & EYEWASH GUARDIAN M/N GFP 1902 | Shwr-Eyewash | WWS | N/A | XSD | DECOMMISSIONED | 4 | 2013-01-24
S2303009 | M7-1104 | SHOWER & EYEWASH, ENCON | Shwr-Eyewash | WWS | PM | FOS | OPERATING | 3 | 2023-07-31
S2303010 | M7-1104 | SHOWER & EYEWASH, HAWS | Shwr-Eyewash | WWS | PM | FOS | OPERATING | 3 | 2023-07-31
S2303011 | M7-1104 | SHOWER & EYEWASH HAWS | Shwr-Eyewash | WWS | PM | FOS | OPERATING | 3 | 2024-01-19
S2303012 | M7-1104 | SHOWER & EYEWASH HAWS | Shwr-Eyewash | WWS | PM | FOS | OPERATING | 3 | 2024-01-18
S2303013 | M7-1104 | SHOWER & EYEWASH HAWS | Shwr-Eyewash | WWS | PM | FOS | OPERATING | 3 | 2024-01-30
S2303014 | M7-1104 | SHOWER & EYEWASH HAWS | Shwr-Eyewash | WWS | PM | FOS | OPERATING | 3 | 2024-01-22
S2303015 | M7-1104 | SHOWER & EYEWASH HAWS | Shwr-Eyewash | WWS | PM | FOS | OPERATING | 3 | 2024-01-31
S2303016 | M7-1104 | SHOWER & EYEWASH HAWS | Shwr-Eyewash | WWS | PM | FOS | OPERATING | 3 | 2024-01-30
S2303017 | M7-1104 | SHOWER & EYEWASH HAWS | Shwr-Eyewash | WWS | PM | FOS | OPERATING | 4 | 2024-01-17
S2501002 | M7-1104 | ROOF, SINGLE PLY, 1800 SF | Roof-Single Ply | STR | PM | FOS | OPERATING | 3 | 2023-12-19
S2501002B | M7-1104 | ROOF, SINGLE PLY 7,400 SF | Roof-Single Ply | STR | PM | FOS | OPERATING | 2 | 2023-01-30
S2501002C | M7-1104 | ROOF ,SINGLE PLY 2,442 SF | Roof-Single Ply | STR | PM | FOS | OPERATING | 4 | 2023-12-20
S2501002D | M7-1104 | ROOF, METAL, 5,580 SF | Roof-Metal | STR | PM | FOS | OPERATING | 3 | 2023-12-20
S2801002 | M7-1104 | AIR COMPRESSOR, ROTARY SCREW, KOBELCO | Compressors-Air-Screw | HVC | N/A | XSD | DECOMMISSIONED | 2 | 2017-03-16
S2801002-R1 | M7-1104 | AIR COMPRESSOR, ROTARY SCREW, KOBELCO | Compressors-Air-Screw | HVC | PM | FOS | OPERATING | 4 | 2024-04-24
S2801003 | M7-1104 | AIR COMPRESSOR, ROTARY SCREW, ATLAS COPCO | Compressors-Air-Screw | HVC | N/A | XSD | DECOMMISSIONED | 3 | 2022-03-03
S2802001 | M7-1104 | VACUUM PRODUCER | Vacuum Producer | HVC | PM | FOS | OPERATING | 4 | 2023-12-14
S2803001 | M7-1104 | DRYER AIR | Refrigeration-Air Dryer | HVC | N/A | XSD | DECOMMISSIONED | 2 | 2016-11-21
S2804001 | M7-1104 | COMPRESSED AIR PANEL | Filters-HVC-CAIR-Remote | HVC | PM | FOS | OPERATING | 3 | 2024-03-04
S2ACAAD001 | M7-1104 | DRYER AIR, REFRIGERATED | Refrigeration-Air Dryer | HVC | PM | FOS | OPERATING | 4 | 2023-11-01
S2ACACP001 | M7-1104 | COMPRESSOR, AIR, WATER INJECTED SCREW | Compressors-Air-Screw | HVC | PM | FOS | OPERATING | 4 | 2024-04-24
S2ACWCH001 | M7-1104 | Water Chiller WC-1, Air Cooled, TRANE, West 300 TON | Chiller-Package | HVC | PM | FOS | OPERATING | 3 | 2023-12-20
S2ACWCH002 | M7-1104 | Water Chiller WC-2, Air Cooled, TRANE, East 300 TON | Chiller-Package | HVC | PM | FOS | OPERATING | 3 | 2023-12-20
S2ACWCH003 | M7-1104 | Water Chiller WC-3, Air Cooled, TRANE, North East 40 TON | Chiller-Package | HVC | PM | FOS | OPERATING | 3 | 2022-08-30
S2ACWPP001 | M7-1104 | CHW Pump P-1 | Pump-Pad Mount-(CHW/CW)-GT10HP | HVC | PM | FOS | OPERATING | 3 | 2023-12-11
S2ACWPP002 | M7-1104 | CHW Pump P-2 | Pump-Pad Mount-(CHW/CW)-GT10HP | HVC | PM | FOS | OPERATING | 3 | 2023-12-11
S2ACWPP003 | M7-1104 | CHW Pump P-3 | Pump-Pad Mount-(CHW/CW)-GT10HP | HVC | PM | FOS | OPERATING | 4 | 2023-12-13
S2AIAAH001 | M7-1104 | MAU #1 | AHU-CHW-5T_30T | HVC | PM | FOS | OPERATING | 3 | 2024-04-09
S2AIAAH002 | M7-1104 | MAU #2 | AHU-CHW-5T_30T | HVC | PM | FOS | OPERATING | 3 | 2024-04-10
S2AIAAH003 | M7-1104 | CRAC #1 | AHU-CHW-Computer-5T_30T | HVC | PM | FOS | OPERATING | 4 | 2024-04-10
S2AIAAH004 | M7-1104 | FCU #1 | AHU-CHW-FCU-Special | HVC | PM | FOS | OPERATING | 4 | 2024-04-09
S2AIAUA002 | M7-1104 | Package Unit, A/C-1 | AHU-DX-Package-LT5T | HVC | PM | FOS | OPERATING | 3 | 2024-04-01
S2AIAUA003 | M7-1104 | Package Unit, A/C-2 | AHU-DX-Package-LT5T | HVC | PM | FOS | OPERATING | 3 | 2024-04-01
S2AIAUA004 | M7-1104 | PACKAGE UNIT (PAC-1) | AHU-DX-Package-5T_30T | HVC | PM | FOS | OPERATING | 4 | 2024-05-02
S2AIVFN001 | M7-1104 | Exhaust Fan EF1 | Fan-Exhaust-LT100HP-LS | HVC | PM | FOS | OPERATING | 3 | 2023-05-10
S2AIVFN002 | M7-1104 | Exhaust Fan EF2 | Fan-Exhaust-LT100HP-LS | HVC | PM | FOS | OPERATING | 3 | 2023-05-10
S2AIVFN005 | M7-1104 | Exhaust Fan EF-5 | Fan-Exhaust-LT100HP | HVC | PM | FOS | OPERATING | 4 | 2024-04-09
S2E01001-R1 | M7-1104 | SS 120A 2500KVA 13.2KV-480/277V FR3 PDMT COOPER | Transformers-Oil-MV | EHV | PM/PT | FOS | OPERATING | 4 | 2023-06-13
S2E01025 | M7-1104 | MCC-1 | MCC | ELV | PM | FOS | OPERATING | 4 | 2020-09-08
S2E02001-R1 | M7-1104 | SS 120B 2500KVA 13.2KV-480/277V FR3 PDMT COOPER | Transformers-Oil-MV | EHV | PM/PT | FOS | OPERATING | 4 | 2023-09-29
S2E02045 | M7-1104 | ATS-133 | ATS | ELV | PM | FOS | OPERATING | 4 | 2023-07-17
S2E02053 | M6-0547 | ATS-126 | ATS | ELV | PM | FOS | OPERATING | 5 | 2022-05-27
S2E02100 | M7-1104 | SS-120, Substation Secondary | Substation-LV-Draw Out | ELV | PM | FOS | OPERATING | 4 | 2022-05-24
S2E90002 | M7-1104 | GROUNDING CONDUCTIVE FLOOR | Grounding-Floor | ELV | PM | FOS | OPERATING | 4 | 2024-04-22
S2E90003 | M7-1104 | GROUNDING SYSTEM FACILITY | Grounding | ELV | PM | FOS | OPERATING | 4 | 2023-05-05
S2F20001 | M7-1104 | SPRINKLER, SYS, AUTO, 3" KENNEDY M/N KSII w/GN2 | Wet Pipe | PSY | PM | FOS | OPERATING | 3 | 2023-11-16
S2F20002 | M7-1104 | SPRINKLER, SYS, AUTO, 3" KENNEDY M/N KSII w/GN2 | Wet Pipe | PSY | PM | FOS | OPERATING | 3 | 2023-12-13
S2F20004 | M7-1104 | SPRINKLER, SYS, AUTO, 3" KENNEDY M/N KSII w/GN2 | Wet Pipe | PSY | PM | FOS | OPERATING | 3 | 2023-12-13
S2F20005 | M7-1104 | SPRINKLER, PRE-ACTION VIKING M/N E-1 w/GN2 | Pre-Action | PSY | PM | FOS | OPERATING | 3 | 2023-12-13
S2F23003 | M7-1104 | VALVE, WATER, FIRE HOSE KENNEDY M/N KSII | Valves-Fire Hose | PSY | PM | FOS | OPERATING | 3 | 2023-06-13
S2FFAAS001 | M7-1104 | M7-1104 VESDA-1 AIR SAMPLING DETECTION SYSTEM | ASSD | PSY | PM | FOS | OPERATING | 3 | 2024-01-12
S2FFAAS002 | M7-1104 | M7-1104 VESDA-2 AIR SAMPLING DETECTION SYSTEM | ASSD | PSY | PM | FOS | OPERATING | 3 | 2024-01-23
S2FFAAS003 | M7-1104 | M7-1104 VESDA-3 AIR SAMPLING DETECTION SYSTEM | ASSD | PSY | PM | FOS | OPERATING | 3 | 2024-01-26
S2FFAAS004 | M7-1104 | M7-1104 VESDA-4 AIR SAMPLING DETECTION SYSTEM | ASSD | PSY | PM | FOS | OPERATING | 3 | 2024-05-02
S2FFAAS011 | M7-1104 | M7-1104 AIR SAMPLING SYSTEM-1, XAD, AHU-1 SUPPLY | ASSD | PSY | PM | FOS | OPERATING | 3 | 2024-05-02
S2FFAAS012 | M7-1104 | M7-1104 AIR SAMPLING SYSTEM-2, XAD, AHU-1 RETURN | ASSD | PSY | PM | FOS | OPERATING | 4 | 2023-05-08
S2FFAAS013 | M7-1104 | M7-1104 AIR SAMPLING SYSTEM-3, XAD, AHU-4 | ASSD | PSY | PM | FOS | OPERATING | 3 | 2024-05-02
S2FFAAS014 | M7-1104 | M7-1104 AIR SAMPLING SYSTEM-4, XAD, AHU-3 | ASSD | PSY | PM | FOS | OPERATING | 4 | 2024-04-30
S2FFAAS015 | M7-1104 | M7-1104 AIR SAMPLING SYSTEM-5, XAD, AHU-5 | ASSD | PSY | PM | FOS | OPERATING | 4 | 2023-05-11
S2FFAAS016 | M7-1104 | M7-1104 AIR SAMPLING SYSTEM-6, XAD, VU-1 RETURN | ASSD | PSY | PM | FOS | OPERATING | 4 | 2024-05-01
S2FFAAS017 | M7-1104 | M7-1104 AIR SAMPLING SYSTEM-7, XAD, VU-1 SUPPLY | ASSD | PSY | PM | FOS | OPERATING | 3 | 2024-04-30
S2FFAAS018 | M7-1104 | M7-1104 AIR SAMPLING SYSTEM-8, XAD, AHU-2 SUPPLY | ASSD | PSY | PM | FOS | OPERATING | 4 | 2024-05-01
S2FFAAS019 | M7-1104 | M7-1104 AIR SAMPLING SYSTEM-9, XAD, AHU-2 RETURN | ASSD | PSY | PM | FOS | OPERATING | 3 | 2024-05-10
S2FFAAS020 | M7-1104 | M7-1104 AIR SAMPLING SYSTEM-10, XAD, MAU-1/2 | ASSD | PSY | PM | FOS | OPERATING | 3 | 2024-05-01
S2FFAAS021 | M7-1104 | M7-1104 AIR SAMPLING SYSTEM-11, XAD, VU-2 RETURN | ASSD | PSY | PM | FOS | OPERATING | 3 | 2024-04-30
S2FFAAS022 | M7-1104 | M7-1104 AIR SAMPLING SYSTEM-12, XAD, VU-2 SUPPLY | ASSD | PSY | PM | FOS | OPERATING | 3 | 2024-04-30
S2FFACPN47 | M7-1104 | FACP, FACILITY SIMPLEX 4100ES | FACP | PSY | PM | FOS | OPERATING | 3 | 2024-03-26
S2FFART001 | M7-1104 | CENTRAL RADIO MONITORING SYSTEM (CRMS) TRANSCEIVER | CRMS | PSY | PM | FOS | OPERATING | 2 | 2023-08-24
S2FFART002 | M7-1104 | CENTRAL RADIO MONITORING SYSTEM (CRMS) TRANSCEIVER | CRMS | PSY | PM | FOS | OPERATING | 3 | 2023-08-22
S2FH1045 | M7-1104 | HYDRANT, FIRE | Hydrant | WWS | PM | FOS | OPERATING | 3 | 2023-07-20
S2FH1130 | M7-1104 | HYDRANT, FIRE | Hydrant | WWS | PM | FOS | OPERATING | 3 | 2023-07-20
S2FH1270 | M7-1104 | HYDRANT, FIRE | Hydrant | WWS | PM | FOS | OPERATING | 3 | 2023-07-20
S2FKPAB288 | M7-1104 | AUX BOX | ESS | PSY | PM | FOS | OPERATING | 3 | 2024-05-02
S2FKPCP028 | M7-1104 | INTELLIGENT SYSTEM CONTROLLER #28 | ESS | PSY | PM | FOS | OPERATING | 3 | 2024-04-30
S2FKPDP281 | M7-1104 | DOOR PORTAL | Door Portal | PSY | N/A | XSD | DECOMMISSIONED | 4 | 2012-07-17
S2FKPDP283 | M7-1104 | DOOR PORTAL | Door Portal | PSY | PM | FOS | OPERATING | 2 | 2024-05-02
S2FKPDP284 | M7-1104 | DOOR PORTAL | Door Portal | PSY | PM | FOS | OPERATING | 3 | 2024-05-02
S2FKPDP285 | M7-1104 | DOOR PORTAL | Door Portal | PSY | PM | FOS | OPERATING | 3 | 2024-05-01
S2FKPDP286 | M7-1104 | DOOR PORTAL | Door Portal | PSY | PM | FOS | OPERATING | 3 | 2024-04-30
S2FKPDP289 | M7-1104 | DOOR PORTAL | Door Portal | PSY | PM | FOS | OPERATING | 3 | 2024-04-30
S2FKPFO287 | M7-1104 | FIBER OPTIC INTRUSION DETECTION | ESS | PSY | PM | FOS | OPERATING | 3 | 2024-05-01
S2FKPLN028 | M7-1104 | INTELLIGENT SYSTEM CONTROLLER #28 | ESS | PSY | N/A | XSD | DECOMMISSIONED | 4 | 2012-07-17
S2FKPTS282 | M7-1104 | GATE TURNSTILE | Turnstile | PSY | PM | FOS | OPERATING | 3 | 2024-04-17
S2FKPVG281 | M7-1104 | VEHICLEÂ GATE ACCESS CONTROL | ESS | PSY | PM | FOS | OPERATING | 4 | 2024-03-29
S2FODMS001 | M7-1104 | ODMS, GASPROTECH SERIES 2100 | ODMS | ELV | PM | FOS | OPERATING | 4 | 2024-02-13
S2FODMS002 | M7-1104 | ODMS, GASPROTECH SERIES 2100 | ODMS | ELV | PM | FOS | OPERATING | 4 | 2024-02-13
S2FPA001 | M7-1104 | PRE-ACTION CONTROL PANEL, SIMPLEX 4100+ | RCP | PSY | PM | FOS | OPERATING | 4 | 2023-08-09
S2FSYFS001 | M7-1104 | FIXED SPRAY FIRE SUPPRESSION SYSTEM, SCRUBBER | Fixed Spray-2 | PSY | PM | FOS | OPERATING | 3 | 2024-03-06
S2FSYWS001 | M7-1104 | WET PIPE SPRINKLER SYSTEM w/GN2 | Wet Pipe | PSY | PM | FOS | OPERATING | 3 | 2023-12-13
S2FUCNG001 | M7-1104 | Facility Natural Gas Piping | Gas Piping | MEC | PM | FOS | OPERATING | 3 | 2023-07-21
S2FWDFF001 | M7-1104F | MPPF Deluge Quad-Valve Releasing Station | Fire-Deluge System | WWS | PM | FOS | OPERATING | 3 | 2023-06-27
S2FWDFF003 | M7-1104 | MPPF Deluge Heads and Piping | Fire-Deluge System | WWS | PM | FOS | OPERATING | 3 | 2023-07-18
S2G01001 | M7-1104 | 750KW Generator | Generator-Stationary-Level 2 | ELV | PM/RI | FOS | OPERATING | 4 | 2024-05-03
S2GFACP001 | M7-1104 | FACP SIMPLEX 4005 UCTS #1 | FACP | PSY | PM | FOS | OPERATING | 3 | 2023-06-07
S2GFACP002 | M7-1104 | FACP SIMPLEX 4005 UCTS #2 | FACP | PSY | PM | FOS | OPERATING | 3 | 2023-06-13
S2GFFAAS001 | M7-1104 | AIR SAMPLING SYSTEM DETECTION, VESDA, UCTS #1 | ASSD | PSY | PM | FOS | OPERATING | 4 | 2023-06-09
S2GFFART001 | M7-1104 | CENTRAL RADIO MONITORING SYSTEM (CRMS) TRANSCIEVER | CRMS | PSY | PM | FOS | OPERATING | 2 | 2023-06-09
S2GFFART002 | M7-1104 | CENTRAL RADIO MONITORING SYSTEM (CRMS) TRANSCIEVER | CRMS | PSY | PM | FOS | OPERATING | 3 | 2023-06-13
S2S12001 | M7-1104 | BFP WATTS 4" FLANGED S/N 108488 | BFP-Fire | WWS | PM | FOS | OPERATING | 3 | 2024-02-23
S2S12002 | M7-1104 | BFP WATTS 4" DC S/N 108487 | BFP-Fire | WWS | PM | FOS | OPERATING | 3 | 2024-02-23
S2S12003 | M7-1104 | BFP DC ZURN-WILKINS 4" M/N 950 DC S/N A09025 | BFP-Fire | WWS | PM | FOS | OPERATING | 3 | 2024-02-23
S2S12004 | M7-1104 | BFP FEBCO 2", FEBCO 825Y RP, S/N 4H0976 | BFP | WWS | PM | FOS | OPERATING | 4 | 2023-05-09
S2S12005 | M7-1104 | BFP WATTS 1-1/2" RP S/N 007463 | BFP | WWS | PM | FOS | OPERATING | 4 | 2023-05-02
S2S12006 | M7-1104 | BFP FEBCO 1" RP S/N J083493 | BFP | WWS | PM | FOS | OPERATING | 4 | 2023-05-02
S2T01001 | M7-1104 | Tank, DF2, 500 Gallons | Tanks-Fuel | ELV | PM/RI | FOS | OPERATING | 3 | 2024-05-03
S2T01002 | M7-1104 | Tank, DF2, 100 Gallons | Tanks-Fuel | ELV | PM/RI | FOS | OPERATING | 4 | 2024-05-03
S2U02001 | M7-1104 | UPS-167,1.0 KVA APC | UPS-Self Contained Small | ELV | PM | FOS | OPERATING | 4 | 2023-06-30
S2U03001 | M7-1104 | UPS-111, 9395, 275KVA [FIC1931] | UPS-Self Contained | ELV | PM | FOS | OPERATING | 4 | 2023-11-28
SA301002 | M7-0505A | SAFETY SHOWER / EYEWASH, ENCON | Shwr-Eyewash | WWS | PM | FOS | OPERATING | 3 | 2023-06-19
SA501002 | M7-0505A | ROOF, LAUNCH EQPT TEST FACILITY SQ FT 1600 BUR-A | Roof-BUR | STR | PM | FOS | OPERATING | 1 | 2022-04-21
SAACA082 | M7-0505A | AIR COMPRESSOR, RECIP , JOY | Compressors-Air-Reciprocating | HVC | N/A | NOS | DECOMMISSIONED | 1 | 2019-04-11
SAE06001 | M7-0505A | SS 183 1500KVA 13.2KV-480/277V FR3 OIL TYPE PDMT COOPER | Transformers-Oil-MV | EHV | PT | FOS | OPERATING | 4 | 2024-03-09
SAE07001 | M7-0505A | SS 105 1500KVA 13.2KV-480/277V FR3 OIL TYPE PDMT COOPER | Transformers-Oil-MV | EHV | PT | FOS | OPERATING | 4 | 2022-03-20
SAFSYDS001 | M7-0505A | DRY PIPE SPRINKLER SYSTEM w/GN2 | Dry Pipe | PSY | PM | FOS | OPERATING | 3 | 2024-03-20
SAFSYPR001 | M7-0505A | PRESSURE RELIEF SYSTEM, FIRE SPRINKLER, 2 STAGE | Pressure-Relief | PSY | PM | FOS | OPERATING | 3 | 2023-08-14
SB101001 | M7-0505 | AHU #13 (P) | AHU-DX-5T_30T | HVC | PM | FOS | OPERATING | 3 | 2023-05-29
SB101002 | M7-0505 | AHU #10 , CHILLED WATER | AHU-DX-5T_30T | HVC | N/A | XSD | DECOMMISSIONED | 3 | 2016-12-31
SB101005 | M7-0505 | AHU #20 | AHU-DX-5T_30T | HVC | PM | FOS | OPERATING | 3 | 2024-04-18
SB101006 | M7-0505 | AHU #19 | AHU-CHW-5T_30T | HVC | PM | FOS | OPERATING | 3 | 2022-10-21
SB101007 | M7-0505 | AHU #15 (P) | AHU-DX-5T_30T | HVC | N/A | XSD | DECOMMISSIONED | 1 | 2019-11-21
SB101008 | M7-0505 | AHU #22 | AHU-DX-5T_30T | HVC | N/A | XSD | DECOMMISSIONED | 2 | 2019-12-19
SB101009-R1 | M7-0505 | AHUÂ #27Â (P), MAGIC AIRE | AHU-DX-5T_30T | HVC | PM | FOS | OPERATING | 3 | 2024-01-26
SB101010 | M7-0505 | AHU #23 (P) | AHU-DX-5T_30T | HVC | PM | FOS | OPERATING | 3 | 2024-01-25
SB101011 | M7-0505 | AHU #24 (P) | AHU-DX-5T_30T | HVC | PM | FOS | OPERATING | 3 | 2024-01-25
SB101014 | M7-0505 | AHU #16 (P) | AHU-DX-5T_30T | HVC | PM | FOS | OPERATING | 3 | 2024-04-29
SB101016 | M7-0505 | AHU #26, SPLIT SYSTEM | AHU-DX-5T_30T | HVC | N/A | XSD | DECOMMISSIONED | 3 | 2022-02-14
SB101018 | M7-0505 | A/C #29 (LIEBERT) | AHU-CHW-Computer-5T_30T | HVC | PM | FOS | OPERATING | 3 | 2024-01-08
SB102001 | M7-0505 | EXHAUST FAN, POWER VENTILATOR | Fan-Hood | HVC | RTF | FOS | OPERATING | 5 | 2011-02-01
SB102002 | M7-0505 | EXHAUST FAN | Fan-Hood | HVC | RTF | FOS | OPERATING | 5 | 2011-02-01
SB102003 | M7-0505 | EXHAUST FAN | Fan-Hood | HVC | RTF | FOS | OPERATING | 5 | 2011-02-01
SB102004 | M7-0505 | EXHAUST FAN | Fan-Hood | HVC | RTF | FOS | OPERATING | 5 | 2011-01-28
SB102005 | M7-0505 | EXHAUST FAN | Fan-Hood | HVC | RTF | FOS | OPERATING | 5 | 2011-01-28
SB106003 | M7-0505 | CONDENSING UNIT CU-26 FOR AHU #26 | AHU-DX-Condenser | HVC | N/A | XSD | DECOMMISSIONED | 2 | 2023-03-07
SB106004 | M7-0505 | CONDENSING UNIT, 10 TON DX (CU-30) | AHU-DX-Condenser | HVC | N/A | XSD | DECOMMISSIONED | 5 | 2020-02-21
SB106004-R1 | M7-0505 | CONDENSING UNIT, 10 TON DX (CU-30) | AHU-DX-Condenser | HVC | N/A | XSD | DECOMMISSIONED | 3 | 2023-06-20
SB206001 | M7-0505 | LIGHTNING PROTECTION | Lightning Prot-ORD | ELV | N/A | XSD | DECOMMISSIONED | 3 | 2022-01-12
SB2ELITE | M7-0505 | LIGHTS, EMERGENCY & EXIT, M7-0505 & M7-0505A | Emer-Exit Lights Self Testing | ELV | PM | FOS | OPERATING | 3 | 2017-09-01
SB302002 | M7-0505 | SAFETY SHOWER / EYEWASH | Shwr-Eyewash | WWS | PM | FOS | OPERATING | 3 | 2023-01-27
SB302004 | M7-0505 | SAFETY SHOWER / EYEWASH | Shwr-Eyewash | WWS | PM | FOS | OPERATING | 3 | 2024-02-23
SB308001 | M7-0505 | FILTER, WATER, HALSEY TAYLOR | Filters-Water | WWS | PM | FOS | OPERATING | 3 | 2023-08-11
SB308002 | M7-0505 | FILTER, WATER, AQUA PURE | Filters-Water | WWS | N/A | XSD | DECOMMISSIONED | 3 | 2020-01-10
SB308003 | M7-0505 | FILTER, WATER, AQUA PURE | Water Fountain | WWS | PM | FOS | OPERATING | 3 | 2024-02-06
SB501002 | M7-0505 | ROOF, PAYLOAD SPRT BLDG, BUR, 5100 SF | Roof-BUR | STR | N/A | XSD | DECOMMISSIONED | 4 | 2021-05-14
SB501002A | M7-0505 | ROOF, PAYLOAD SUPPORT BUILDING, HIGH BAY, BUR | Roof-BUR | STR | PM | FOS | OPERATING | 4 | 2023-06-08
SB501002C | M7-0505 | ROOF, MID BAY EAST ROOF, BUR, 27700 SF | Roof-BUR | STR | PMHL | FOS | OPERATING | 4 | 2021-05-14
SB501002D | M7-0505 | ROOF, LOW BAY ROOF, BUR, 14400 SF | Roof-BUR | STR | N/A | XSD | DECOMMISSIONED | 4 | 2021-05-17
SB601015 | M7-0505 | DOOR, ROLLUP, ELECTRIC | Doors-Roll-up Elec | MEC | RTF | FOS | OPERATING | 5 | 2010-10-20
SB801005 | M7-0505 | COMPRESSOR AIR | Compressors-Air-Reciprocating | HVC | N/A | XSD | DECOMMISSIONED | 3 | 2020-06-18
SB801005-R1 | M7-0505 | COMPRESSOR AIR | Compressors-Air-Reciprocating | HVC | PM | FOS | OPERATING | 4 | 2024-04-01
SB801007 | M7-0505 | COMPRESSOR AIR | Compressors-Air-Screw | HVC | N/A | XSD | DECOMMISSIONED | 2 | 2019-02-14
SB803002 | M7-0505 | DRYER AIR | Refrigeration-Air Dryer | HVC | PM | FOS | OPERATING | 2 | 2023-10-30
SB803005 | M7-0505 | DRYER AIR | Refrigeration-Air Dryer | HVC | PM | FOS | OPERATING | 3 | 2023-06-12
SB803007 | M7-0505 | DRYER AIR | Refrigeration-Air Dryer | HVC | PM | FOS | OPERATING | 3 | 2023-06-12
SB901009 | M7-0505 | ICE MACHINE | Refrigeration-Ice Machine-Cube | HVC | PM/AS | NAB | ABANDONED | 4 | 2019-02-20
SBA01004 | M7-0505 | AHU #17 (P) | AHU-DX-5T_30T | HVC | N/A | XSD | DECOMMISSIONED | 2 | 2016-06-20
SBA01008 | M7-0505 | AHU #3 | AHU-DX-5T_30T | HVC | N/A | XSD | DECOMMISSIONED | 3 | 2022-07-21
SBA01009 | M7-0505 | AHU #5 | AHU-DX-5T_30T | HVC | N/A | XSD | DECOMMISSIONED | 4 | 2022-07-16
SBA01015 | M7-0505 | AHU #11 (P) | AHU-DX-5T_30T | HVC | PM | FOS | OPERATING | 2 | 2024-01-10
SBA01016 | M7-0505 | AHU #14 (P) | AHU-CHW-5T_30T | HVC | PM | FOS | OPERATING | 3 | 2024-01-25
SBA01017 | M7-0505 | PACKAGE AIR CONDITIONER, BARD HANG ON UNIT | AHU-DX-Wall | HVC | RTF | FOS | OPERATING | 4 | 2011-03-30
SBA02001 | M7-0505 | AHU #1 (HEAT PIPE) (P) | AHU-DX-5T_30T | HVC | PM | FOS | OPERATING | 3 | 2024-01-08
SBA02002 | M7-0505 | AHU #2 (HEAT PIPE) (P) | AHU-DX-5T_30T | HVC | PM | FOS | OPERATING | 3 | 2024-01-08
SBA03002 | M7-0505 | A/C #25 (DATA AIR) (P) | AHU-DX-5T_30T | HVC | PM | FOS | OPERATING | 3 | 2024-01-31
SBA15002 | M7-0505 | AHU #30 | AHU-DX-5T_30T | HVC | PM | FOS | OPERATING | 1 | 2018-10-08
SBACWPP001 | M7-0505 | Chilled Water Pump , B&G Series 1510 | Pump-Pad Mount-(CHW/CW)-GT10HP | HVC | PM | FOS | OPERATING | 3 | 2024-03-06
SBACWPP002 | M7-0505 | Chilled Water Pump , B&G Series 1510 | Pump-Pad Mount-(CHW/CW)-GT10HP | HVC | PM | FOS | OPERATING | 4 | 2024-03-19
SBAHWBH001 | M7-0505 | HOT WATER BOILER, #557 | Boilers-Modular/Pulse | HVC | PM | FOS | OPERATING | 4 | 2024-02-22
SBAHWBH002 | M7-0505 | HOT WATER BOILER, #528 | Boilers-Modular/Pulse | HVC | N/A | XSD | DECOMMISSIONED | 4 | 2019-09-10
SBAHWBH002-R1 | M7-0505 | HOT WATER BOILER, #607 | Boilers-Modular/Pulse | HVC | PM | FOS | OPERATING | 4 | 2024-03-06
SBAHWBH003 | M7-0505 | HOT WATER BOILER, #652 | Boilers-Modular/Pulse | HVC | N/A | XSD | DECOMMISSIONED | 4 | 2023-03-14
SBAHWBH004 | M7-0505 | HOT WATER BOILER, #558 | Boilers-Modular/Pulse | HVC | N/A | XSD | DECOMMISSIONED | 4 | 2019-03-12
SBAHWPP001 | M7-0505 | PUMP HOT WATER #7 | Pump-Pad Mount-(HTHW/HW)-GT10HP | HVC | N/A | XSD | DECOMMISSIONED | 4 | 2023-05-21
SBAHWPP002 | M7-0505 | PUMP HOT WATER #8 | Pump-Pad Mount-(HTHW/HW)-GT10HP | HVC | N/A | XSD | DECOMMISSIONED | 4 | 2023-05-30
SBAHWPP003 | M7-0505 | PUMP HOT WATER |  | HVC | N/A | NAB | ABANDONED | 4 | 2010-11-15
SBAHWPP005 | M7-0505 | PUMP HOT WATER RECIRCULATOR | Pump-Pad Mount-(HTHW/HW)-GT10HP | HVC | PM | FOS | OPERATING | 4 | 2024-05-09
SBAHWPP006 | M7-0505 | PUMP HOT WATER | Pump-Pad Mount-(HTHW/HW)-GT10HP | HVC | N/A | XSD | DECOMMISSIONED | 1 | 2018-06-20
SBAHWPP007 | M7-0505 | PUMP HOT WATER | Pump-Pad Mount-(HTHW/HW)-GT10HP | HVC | PM | FOS | OPERATING | 4 | 2024-05-10
SBAIAAH006 | M7-0505 | AHU #2 | AHU-CHW-5T_30T | HVC | N/A | XSD | DECOMMISSIONED | 2 | 2015-10-20
SBAIAAH012 | M7-0505 | AHU #12 | AHU-CHW-5T_30T | HVC | PM | FOS | OPERATING | 3 | 2024-03-29
SBAIAAH013 | M7-0505 | AHU #9 | AHU-CHW-5T_30T | HVC | PM | FOS | OPERATING | 2 | 2015-10-21
SBAIAAH015 | M7-0505 | AHU #12A | AHU-CHW-5T_30T | HVC | PM | FOS | OPERATING | 3 | 2024-02-24
SBAIAAH017 | M7-0505 | AHU #1 | AHU-CHW-5T_30T | HVC | PM | FOS | OPERATING | 2 | 2023-10-25
SBAIAAX0001-R1 | M7-0505 | PACKAGE UNIT, WEST | AHU-DX-Package-LT5T | HVC | PM | FOS | OPERATING | 3 | 2024-02-02
SBAIAAX0003-R1 | M7-0505 | PACKAGE UNIT, EAST | AHU-DX-Package-LT5T | HVC | PM | FOS | OPERATING | 3 | 2024-01-10
SBAIAAX099 | M7-0505E | Air Handling unit, Model TEM6AO48 | AHU-DX-5T_30T | HVC | PM | FOS | OPERATING | 3 | 2024-04-29
SBAIACU099 | M7-0505E | Condensing Unit , Trane, S/N 20385L1W2F | AHU-DX-5T_30T | HVC | PM | FOS | OPERATING | 5 | 2023-10-25
SBAIAH002 | M7-0505 | AHU 2, Daikin, S/N FBOU170300167 | AHU-CHW-5T_30T | HVC | PM | FOS | OPERATING | 5 | 2024-04-28
SBAIAH02M | M7-0505 | Makeup AHU 2M , Daikin, S/N FBOU170300166 | AHU-CHW-5T_30T | HVC | PM | FOS | OPERATING | 4 | 2024-04-26
SBAIAUA001 | M7-0505D | AHU, PACKAGE , TRANE, S/N N1956T52H | AHU-DX-LT5T | HVC | PM/TS | NOS | DECOMMISSIONED | 2 | 2016-05-16
SBAIAUA003 | M7-0505 | AHU #31, Trane S/N C10M06027 | AHU-DX-Package-LT5T | HVC | PM | FOS | OPERATING | 3 | 2024-04-18
SBARWAIM002 | M7-0505 | Ice Machine, Manatowoc , S/N 000550340 | Refrigeration-Ice Machine-Cube | HVC | N/A | XSD | DECOMMISSIONED | 3 | 2023-11-04
SBARWAIM002-R1 | M7-0505 | Ice Machine, Manitiwoc , S/N 112097312 | Refrigeration-Ice Machine-Cube | HVC | PM | FOS | OPERATING | 3 | 2024-04-04
SBE01001-R1 | M7-0505 | SS 221 500KVA 13.2KV-480/277V FR3 TYPE PDMT COOPER | Transformers-Oil-MV | EHV | PT | FOS | OPERATING | 4 | 2022-05-30
SBE01003-R1 | M7-0505 | MCC-A, Power 800A 480V 3Ph 4W | MCC | ELV | PM | FOS | OPERATING | 4 | 2022-08-25
SBE02001-R1 | M7-0505 | SS 222 500KVA 13.2KV-480/277V FR3 TYPE PDMT COOPER | Transformers-Oil-MV | EHV | PT | FOS | OPERATING | 4 | 2022-12-04
SBE03001-R1 | M7-0505 | SS 223 300KVA 13.2KV-208/120V FR3 TYPE PDMT COOPER | Transformers-Oil-MV | EHV | PT | FOS | OPERATING | 4 | 2022-09-24
SBE03002 | M7-0505 | SS 223, Substation Secondary, M7-0505 | Substation-LV-Molded Case | ELV | PM | FOS | OPERATING | 4 | 2019-10-27
SBE04001-R1 | M7-0505 | SS 224 300KVA 13.2KV-480/277V FR3 TYPE PDMT COOPER | Transformers-Oil-MV | EHV | PT | FOS | OPERATING | 4 | 2022-08-07
SBF20001 | M7-0505 | SPRINKLER SYS 6" RM 1420 AUTOMATIC w/GN2 | Wet Pipe | PSY | PM | FOS | OPERATING | 3 | 2024-04-24
SBF20002 | M7-0505 | SPRINKLER FIRE | Wet Pipe | PSY | PM | FOS | OPERATING | 3 | 2024-04-19
SBF23001 | M7-0505 | VALVE, FIRE HOSE SYSTEM | Valves-Fire Hose | PSY | PM | FOS | OPERATING | 3 | 2023-04-13
SBF23002 | M7-0505 | VALVE, FIRE HOSE (SYSTEM) PARKING LOT (VALVE 505-5 | Valves-Fire Hose | PSY | PM | FOS | OPERATING | 3 | 2023-04-13
SBF23003 | M7-0505 | VALVE, FIRE HOSE SYSTEM PIV M7-505-F1 | Valves-Fire Hose | PSY | PM | FOS | OPERATING | 3 | 2023-09-15
SBF23004 | M7-0505 | VALVE, FIRE HOSE SYSTEM EAST SIDE OF BLDG | Valves-Fire Hose | PSY | PM | FOS | OPERATING | 3 | 2023-08-01
SBF41001 | M7-0505 | FACP, SIMPLEX 4100 | FACP | PSY | N/A | XSD | DECOMMISSIONED | 3 | 2017-02-20
SBFFACP001 | M7-0505 | FACP, SIMPLEX 4100ES, M7-0505 | FACP | ELV | PM | FOS | OPERATING | 3 | 2023-05-19
SBFFAFS001 | M7-0505A | FIXED SPRAY CONTROL PANEL | FACP | PSY | MBU | FOS | OPERATING | 4 | 2015-02-27
SBFFART001 | M7-0505 | CENTRAL RADIO MONITORING SYSTEM (CRMS) TRANSCEIVER | CRMS | PSY | PM | FOS | OPERATING | 3 | 2024-02-25
SBFH1130 | M7-0505 | HYDRANT, FIRE | Hydrant | WWS | N/A | XSD | DECOMMISSIONED | 4 | 2017-12-04
SBFH1130-R1 | M7-0505 | Hydrant, FIRE, AMERICAN DARLING, 2012 | Hydrant | WWS | PM | FOS | OPERATING | 4 | 2023-12-16
SBFH1180 | M7-0505 | HYDRANT, FIRE | Hydrant | WWS | N/A | XSD | DECOMMISSIONED | 4 | 2017-12-01
SBFH1180-R1 | M7-0505 | Hydrant, FIRE, AMERICAN DARLING, 2013 | Hydrant | WWS | PM | FOS | OPERATING | 4 | 2023-12-16
SBFH1225 | M7-0505 | HYDRANT, FIRE | Hydrant | WWS | N/A | XSD | DECOMMISSIONED | 4 | 2017-12-15
SBFH1225-R1 | M7-0505 | Hydrant, FIRE, AMERICAN DARLING, 2013 | Hydrant | WWS | PM | FOS | OPERATING | 4 | 2023-12-16
SBFH1270 | M7-0505 | HYDRANT, FIRE | Hydrant | WWS | N/A | XSD | DECOMMISSIONED | 4 | 2017-12-14
SBFH1270-R1 | M7-0505 | Hydrant, FIRE, AMERICAN DARLING, 2013 | Hydrant | WWS | PM | FOS | OPERATING | 4 | 2023-12-16
SBFSYFS001 | M7-0505E | FIXED SPRAY FIRE SUPPRESSION SYSTEM | Fixed Spray | PSY | PM | FOS | OPERATING | 3 | 2024-03-21
SBFUCNG001 | M7-0505 | Facility Natural Gas Piping | Gas Piping | MEC | PM | FOS | OPERATING | 3 | 2023-05-23
SBFUCNG002 | M7-0505 | Facility Natural Gas Piping | Gas Piping | MEC | PM | FOS | OPERATING | 3 | 2023-05-23
SBLAD2031 | M7-0505 | LADDER WITH LAD SAFE | Ladder | STR | PM | FOS | OPERATING | 4 | 2024-04-02
SBLAD2032 | M7-0505 | LADDER WITH LAD SAFE | Ladder | STR | PM | FOS | OPERATING | 4 | 2024-04-02
SBRWAIM001 | M7-0505 | ICE MACHINE; S/N 1101151821 | Refrigeration-Ice Machine-Cube | HVC | PM | FOS | OPERATING | 4 | 2024-04-19
SBS12001 | M7-0505 | BFP FEBCO 825Y 3/4" S/N E0233 | BFP | WWS | PM | FOS | OPERATING | 3 | 2023-10-18
SBS12002 | M7-0505 | BFP WATTS 909 2" S/N 204602 | BFP | WWS | PM | FOS | OPERATING | 3 | 2023-10-18
SBS12004 | M7-0505 | BFP FEBCO 825Y 3/4", S/N A049495 | BFP | WWS | N/A | XSD | DECOMMISSIONED | 3 | 2016-09-27
SBS12005 | M7-0505 | BFP FEBCO 825Y 3/4", S/N A194122 | BFP | WWS | N/A | XSD | DECOMMISSIONED | 4 | 2016-09-26
SBS12006 | M7-0505 | BFP FEBCO 825Y 3/4" S/N R1110 TOP KEY/MDSSC SEC | BFP | WWS | N/A | XSD | DECOMMISSIONED | 3 | 2016-09-26
SBS12008 | M7-0505 | BFP FEBCO 825Y 3/4", S/N A043707 | BFP | WWS | PM | FOS | OPERATING | 3 | 2022-10-05
SBS12011 | M7-0505 | BFP FEBCO 825Y RP 3/4" S/N S1531 N.WALL | BFP | WWS | N/A | XSD | DECOMMISSIONED | 3 | 2014-09-15
SBS12011-R1 | M7-0505 | BFP FEBCO 825Y RP 3/4" S/N J070282 | BFP | WWS | PM | FOS | OPERATING | 3 | 2023-10-18
SBS12012 | M7-0505 | BFP FEBCO 805YD 6" S/N B14720 | BFP-Fire | WWS | PM | FOS | OPERATING | 4 | 2024-04-17
SBS12013 | M7-0505 | BFP FEBCO 805YD 6" S/N B16028 ON FIREX SYSTEM | BFP-Fire | WWS | PM | FOS | OPERATING | 4 | 2024-04-17
SBS12014 | M7-0505 | BFP WATTS 909 4" RP, S/N 217359 | BFP | WWS | PM | FOS | OPERATING | 4 | 2023-09-29
SBS12015 | M7-0505 | BFP WATTS 919QT 2" RP, S/N 09736 | BFP | WWS | PM | FOS | OPERATING | 4 | 2023-10-06
SBS12016 | M7-0505 | BFP WATTS 909 3" RP, S/N 183892 | BFP | WWS | PM | FOS | OPERATING | 4 | 2023-09-26
SBU01002 | M7-0505 | UPS-114, 9355, 20KVA, 208VAC In, 208VAC Out [FIC1963] | UPS-Self Contained | ELV | PM | FOS | OPERATING | 4 | 2023-08-19
SC101001 | K7-0618 | EXHAUST FAN-DD; MOD# PWB200L/MTRDRVS1 | Fan-Exhaust-LT100HP | MEC | RTF | FOS | OPERATING | 3 | 2010-09-27
SC101003 | K7-0618 | EXHAUST FAN-DD; MOD# WAT 25 | Fan-Exhaust-LT100HP | MEC | RTF | FOS | OPERATING | 3 | 2010-09-27
SC210001 | K7-0617 | LIGHTNING PROTECTION | Lightning Prot | ELV | PM | FOS | OPERATING | 4 | 2024-03-20
SC2ELITE | K7-0618 | LIGHTS, EMERGENCY & EXIT, K7-0618 | Emer-Exit Lights Self Testing | ELV | PM | FOS | OPERATING | 4 | 2024-04-15
SC302001 | K7-0618 | EYEWASH, SAFETY, BRADLEY | Shwr-Eyewash | WWS | PM | FOS | OPERATING | 3 | 2023-12-20
SC308001 | K7-0618 | FILTER, WATER | Filters-Water | WWS | PM | FOS | OPERATING | 1 | 2024-01-30
SC501002 | K7-0618 | ROOF, NON-DESTRUCT EVAL BLDG, METAL 1600 SF | Roof-Metal | STR | PM | FOS | OPERATING | 3 | 2023-10-05
SC602001 | K7-0618 | HOIST, CHAIN, MANUAL, 500 LBS | Hoist | MEC | PM | FOS | OPERATING | 4 | 2024-04-24
SCAIAAX001 | K7-0617 | AIR HANDLER, DX | AHU-DX-LT5T | HVC | PM | FOS | OPERATING | 3 | 2024-04-24
SCAIACU001 | K7-0618 | CONDENSING UNIT, ADDISON S/N 040600801001 | AHU-DX-Condenser | HVC | PM | FOS | OPERATING | 2 | 2016-04-14
SCAIACU002 | K7-0617 | CONDENSING UNIT | AHU-DX-Condenser | HVC | PM | FOS | OPERATING | 3 | 2023-05-03
SCE90002 | K7-0667 | GROUNDING SYSTEM FACILITY | Grounding | ELV | PM | FOS | OPERATING | 4 | 2022-05-06
SCFFACP001 | K7-0618 | FACP, SIMPLEX 4005 | FACP | PSY | PM | FOS | OPERATING | 3 | 2023-05-28
SCFFACP002 | K7-0617 | FACP, SIMPLEX 4005 | FACP | PSY | PM | FOS | OPERATING | 3 | 2023-05-27
SCFFART001 | K7-0617 | CENTRAL RADIO MONITORING SYSTEM (CRMS) TRANSCEIVER | CRMS | PSY | PM | FOS | OPERATING | 2 | 2023-05-27
SCFH1010 | K7-0617 | HYDRANT, FIRE, MUELLER 5-1/4" 2009 | Hydrant | WWS | PM | FOS | OPERATING | 4 | 2023-11-15
SCFSYWS001 | K7-0617 | WET PIPE SPRINKLER SYSTEM | Wet Pipe | PSY | PM | FOS | OPERATING | 3 | 2023-11-20
SCS12001 | K7-0618 | BFP WATTS 909 3/4" S/N 199670 | BFP | WWS | PM | FOS | OPERATING | 4 | 2023-08-30
SCS12002 | K7-0617 | BFP WATTS 774 DC 8" S/N 1132880809 | BFP-Fire | WWS | PM | FOS | OPERATING | 4 | 2024-03-27
SE20010 | J8-1708 | Pad A Potable Water (FSS) 75 FT LVL SS-116 | Shwr-Eyewash | WWS | N/A | NIC | NOT_IN_CONTRACT | 4 | 2011-11-02
SE20020 | J8-1708 | Pad A Potable Water (FSS) 75 FT LVL EW-117 | Shwr-Eyewash | WWS | N/A | NIC | NOT_IN_CONTRACT | 4 | 2011-11-02
SE30010 | J8-1708 | Pad A Potable Water (FSS) 95 FT LVL SS-126 | Shwr-Eyewash | WWS | N/A | NIC | NOT_IN_CONTRACT | 4 | 2011-11-02
SE30020 | J8-1708 | Pad A Potable Water (FSS) 95 FT LVL EW-127 | Shwr-Eyewash | WWS | N/A | NIC | NOT_IN_CONTRACT | 4 | 2011-11-02
SE40030 | J8-1708 | Pad A Potable Water (FSS) 115 FT LVL SS-166 | Shwr-Eyewash | WWS | N/A | NIC | NOT_IN_CONTRACT | 4 | 2011-11-02
SE40040 | J8-1708 | Pad A Potable Water (FSS) 115 FT LVL EW-167 | Shwr-Eyewash | WWS | N/A | NIC | NOT_IN_CONTRACT | 4 | 2011-11-02
SE50010 | J8-1708 | Pad A Potable Water (FSS) 135 FT LVL SS-176 | Shwr-Eyewash | WWS | N/A | NIC | NOT_IN_CONTRACT | 4 | 2011-11-01
SE50020 | J8-1708 | Pad A Potable Water (FSS) 135 FT LVL EW-177 | Shwr-Eyewash | WWS | N/A | NIC | NOT_IN_CONTRACT | 4 | 2011-11-01
SE60010 | J8-1708 | Pad A Potable Water (FSS) 155 FT LVL SS-186 | Shwr-Eyewash | WWS | N/A | NIC | NOT_IN_CONTRACT | 4 | 2011-11-03
SE60020 | J8-1708 | Pad A Potable Water (FSS) 155 FT LVL EW-187 | Shwr-Eyewash | WWS | N/A | NIC | NOT_IN_CONTRACT | 3 | 2011-11-01
SE70010 | J8-1708 | Pad A Potable Water (FSS) 175 FT LVL SS-196 | Shwr-Eyewash | WWS | N/A | NIC | NOT_IN_CONTRACT | 4 | 2011-11-03
SE70020 | J8-1708 | Pad A Potable Water (FSS) 175 FT LVL EW-197 | Shwr-Eyewash | WWS | N/A | NIC | NOT_IN_CONTRACT | 3 | 2011-11-03
SE80010 | J8-1708 | Pad A Potable Water (FSS) 195 FT LVL SS-206 | Shwr-Eyewash | WWS | N/A | NIC | NOT_IN_CONTRACT | 4 | 2011-11-03
SE80020 | J8-1708 | Pad A Potable Water (FSS) 195 FT LVL EW-207 | Shwr-Eyewash | WWS | N/A | NIC | NOT_IN_CONTRACT | 3 | 2011-11-03
SE90010 | J8-1708 | Pad A Potable Water (FSS) 215 FT LVL SS-246 | Shwr-Eyewash | WWS | N/A | NIC | NOT_IN_CONTRACT | 4 | 2011-11-03
SE90020 | J8-1708 | Pad A Potable Water (FSS) 215 FT LVL EW-247 | Shwr-Eyewash | WWS | N/A | NIC | NOT_IN_CONTRACT | 4 | 2011-11-03
SF501002 | J8-1811 | ROOF, METAL, ELECT EQPT BLDG, 396 SF | Roof-Metal | STR | N/A | XSD | DECOMMISSIONED | 4 | 2010-09-14
SG501002 | J8-1856 | ROOF, METAL, ELECT EQPT BLDG, 396 SF | Roof-Metal | STR | N/A | NIC | NOT_IN_CONTRACT | 4 | 2010-09-14
SGFFAAS002 | M7-1104 | AIR SAMPLING SYSTEM DETECTION, VESDA, UCTS #2 | ASSD | PSY | PM | FOS | OPERATING | 3 | 2023-06-13
SH2ELITE | M6-0589 | LIGHTS, EMERGENCY & EXIT, M6-0589 | Emer-Exit Lights Self Testing | ELV | PM | FOS | OPERATING | 3 | 2017-05-03
SH308001 | M6-0589 | FILTER, CUNO, ON ICE MACHINE CHARCOAL | Filters-Water | WWS | PMHL | FOS | OPERATING | 4 | 2013-11-06
SH308002 | M6-0589 | FILTER, WATER, AQUA PURE | Filters-Water | WWS | N/A | XSD | DECOMMISSIONED | 3 | 2023-09-25
SH501002 | M6-0589 | ROOF, SUPPORT BLDG BUR-A 2600 SF | Roof-BUR | STR | N/A | XSD | DECOMMISSIONED | 2 | 2017-08-08
SH501002-R1 | M6-0589 | ROOF, SUPPORT BLDG BUR-A 2600 SF | Roof-BUR | STR | PM | FOS | OPERATING | 4 | 2023-07-21
SH901002 | M6-0589 | FILTER, CUNO, WATER FOUNTAIN, FLOOR MOUNT | Filters-Water | WWS | PM | FOS | OPERATING | 2 | 2024-02-23
SHA01002-R1 | M6-0589 | AIR HANDLER UNIT, DX | AHU-CHW-5T_30T | HVC | PM | FOS | OPERATING | 3 | 2024-02-15
SHA02001-R1 | M6-0589 | CONDENSING UNIT | AHU-DX-Condenser | HVC | PM | FOS | OPERATING | 3 | 2024-01-07
SHARWIM001 | M6-0589 | ICE MAKER, CUBES | Refrigeration-Ice Machine-Cube | HVC | N/A | XSD | DECOMMISSIONED | 3 | 2013-09-05
SHARWIM001-R1 | M6-0589 | ICE MAKER, CUBES | Refrigeration-Ice Machine-Cube | HVC | N/A | XSD | DECOMMISSIONED | 4 | 2020-10-15
SHARWIM001-R2 | M6-0589 | ICE MAKER, CUBES | Refrigeration-Ice Machine-Cube | HVC | PM | FOS | OPERATING | 3 | 2024-04-05
SHE01001 | M6-0589 | SS 173 112.5KVA 13.2KV-208/120V FR3 PDMT COOPER | Transformers-Oil-MV | EHV | PT | FOS | OPERATING | 4 | 2024-04-13
SHF41001 | M6-0589 | FACP, SIMPLEX 4002, M6-0589/M6-0539 | FACP | PSY | PM | FOS | OPERATING | 3 | 2023-08-27
SK101001 | M7-0453 | AHU #1 (P) | AHU-DX-5T_30T | HVC | PM | FOS | OPERATING | 3 | 2023-10-16
SK106002 | M7-0453 | CONDENSING UNIT #1 | AHU-DX-Condenser | HVC | PM | FOS | OPERATING | 2 | 2017-03-20
SK2ELITE | M7-0453 | LIGHTS, EMERGENCY & EXIT, M7-0453 | Emer-Exit Lights Self Testing | ELV | PM | FOS | OPERATING | 4 | 2024-03-08
SK301001 | M7-0453 | EYEWASH STATION, HAWS | Shwr-Eyewash | WWS | PM | FOS | OPERATING | 4 | 2024-02-06
SK501003 | M7-0453 | ROOF, PAYLOAD MNT FAC, METAL, 10368 SF | Roof-Metal | STR | PM | FOS | OPERATING | 3 | 2024-01-10
SK901004 | M7-0453 | ICE MACHINE, FLAKE | Refrigeration-Ice Machine-Flake | HVC | PM | FOS | OPERATING | 2 | 2022-09-03
SKAIAAX002 | M7-0453 | AHU #2, DX HIGH BAY AIR HANDLER | AHU-DX-5T_30T | HVC | PM | FOS | OPERATING | 2 | 2022-09-03
SKFFACP001 | M7-0453 | FACP, SIMPLEX 4020 | FACP | PSY | PM | FOS | OPERATING | 4 | 2023-08-27
SKFSYWS001 | M7-0453 | WET PIPE SPRINKLER SYSTEM | Wet Pipe | PSY | PM | FOS | OPERATING | 3 | 2024-02-21
SKU01001 | M7-0453 | UPS-137, 2.5 KVA | UPS-Self Contained Small | ELV | N/A | XSD | DECOMMISSIONED | 1 | 2018-06-27
SL2ELITE | L7-0940 | LIGHTS, EMERGENCY & EXIT, L7-0940 | Emer-Exit Lights | ELV | N/A | XSD | DECOMMISSIONED | 4 | 2014-01-22
SL501002 | L7-0940 | ROOF, CLASSROOM BLDG BUILT UP TYPE | Roof-BUR | STR | N/A | XSD | DECOMMISSIONED | 5 | 2013-08-30
SQE01001 | M6-0996 | SS 190 75KVA 13.2KV-480/277V OIL TYPE PDMT GE | Transformers-Oil-MV | EHV | N/A | XSD | DECOMMISSIONED | 5 | 2022-03-02
SQFPASN104 | M7-1059A | TORNADO WARNING SIREN USNG 17R NM 3520 5409 | TAWS | PSY | PM | FOS | OPERATING | 1 | 2024-01-26
SRA01006 | M7-0505 | AHU #18 | AHU-CHW-5T_30T | HVC | PM | FOS | OPERATING | 1 | 2016-07-18
SRA01008 | M7-0505 | AHU #4 | AHU-DX-5T_30T | HVC | N/A | XSD | DECOMMISSIONED | 2 | 2017-06-19
SRA01010 | M7-0505 | AHU #6 | AHU-CHW-5T_30T | HVC | N/A | XSD | DECOMMISSIONED | 1 | 2016-10-24
SRA01018 | M7-0505 | AHU #21 | AHU-CHW-5T_30T | HVC | PM | FOS | OPERATING | 3 | 2023-11-06
SRA09001 | M7-0505 | CONDENSING UNIT CU-28, SPLIT DX SYSTEM | AHU-DX-Condenser | HVC | PM | FOS | OPERATING | 4 | 2022-09-28
SRA09002 | M7-0505 | AHU #28 , SPLIT DX SYSTEM | AHU-DX-5T_30T | HVC | PM | FOS | OPERATING | 3 | 2024-02-12
SS2ELITE | K6-0791 | LIGHTS, EMERGENCY & EXIT, K6-0791 | Emer-Exit Lights Self Testing | ELV | PM | FOS | OPERATING | 4 | 2017-10-06
SS301001 | K6-0791 | SAFETY SHOWER / EYEWASH, HAWS | Shwr-Eyewash | WWS | N/A | XSD | DECOMMISSIONED | 3 | 2020-09-10
SS301001-R1 | K6-0791 | SAFETY SHOWER / EYEWASH, HAWS | Shwr-Eyewash | WWS | PM | FOS | OPERATING | 3 | 2023-09-12
SS302001 | K6-0792 | SHOWER, SAFETY E. SIDE/EYEWASH W. SIDE | Shwr-Eyewash | WWS | N/A | NAB | DECOMMISSIONED | 4 | 2014-02-14
SS303001 | K6-0792 | SHOWER & EYEWASH SAFETY HAWS MN 8346 | Shwr-Eyewash | WWS | N/A | NAB | DECOMMISSIONED | 4 | 2013-02-05
SS309001 | K6-0792 | FILTER, WATER, NSA, S/N 1673671 | Filters-Water | WWS | N/A | XSD | DECOMMISSIONED | 3 | 2018-07-13
SS501002 | K6-0792 | ROOF, SEWAGE TREATMENT PLANT #4 BUILT UP TYP 480 S | Roof-BUR | STR | PM | FOS | OPERATING | 2 | 2021-07-16
SS502001 | K6-0791 | Roof, BUR, 6000 SF | Roof-BUR | STR | PM | FOS | OPERATING | 2 | 2023-11-28
SSA01001 | K6-0791 | A/C Unit, Package AHU-1 (208 Volt, Service Disconnect mounted on unit) | AHU-DX-5T_30T | HVC | N/A | XSD | DECOMMISSIONED | 1 | 2017-01-23
SSA01002 | K6-0791 | A/C Unit, Package AHU-2 (208 Volt, Service Disconnect mounted on unit) | AHU-DX-5T_30T | HVC | N/A | XSD | DECOMMISSIONED | 1 | 2016-12-09
SSA01003 | K6-0791 | A/C Unit, Package AHU-3 (208 Volt, Service Disconnect mounted on unit) | AHU-DX-5T_30T | HVC | N/A | XSD | DECOMMISSIONED | 1 | 2016-12-09
SSAIAAX001 | K6-0791 | A/C Unit, Package AHU-1 (208 Volt, Service Disconnect mounted on unit) | AHU-DX-Package-5T_30T | HVC | N/A | XSD | DECOMMISSIONED | 5 | 2021-06-08
SSAIAAX001-R1 | K6-0791 | A/C Unit, Package AHU-1 (208 Volt, Service Disconnect mounted on unit) | AHU-DX-Package-5T_30T | HVC | PM | FOS | OPERATING | 4 | 2024-03-25
SSAIAAX002 | K6-0791 | A/C Unit, Package AHU-2 (208 Volt, Service Disconnect mounted on unit) | AHU-DX-Package-5T_30T | HVC | PM | FOS | OPERATING | 4 | 2024-03-13
SSAIAAX003 | K6-0791 | A/C Unit, Package AHU-3 (208 Volt, Service Disconnect mounted on unit) | AHU-DX-Package-5T_30T | HVC | PM | FOS | OPERATING | 3 | 2024-03-21
SSARV001 | UK-0026 | AIR RELEASE VALVE, SEWER SYSTEM | Air Release Valve-Wastewater | WWS | PM | FOS | OPERATING | 4 | 2023-06-23
SSARV002 | UK-0026 | AIR RELEASE VALVE, SEWER SYSTEM | Air Release Valve-Wastewater | WWS | PM | FOS | OPERATING | 3 | 2023-06-27
SSARV004 | UK-0026 | AIR RELEASE VALVE, SEWER SYSTEM | Air Release Valve-Wastewater | WWS | PM | FOS | OPERATING | 4 | 2023-06-23
SSARV005 | UK-0026 | AIR RELEASE VALVE, SEWER SYSTEM | Air Release Valve-Wastewater | WWS | PM | FOS | OPERATING | 3 | 2023-06-27
SSARV006 | UK-0026 | AIR RELEASE VALVE, SEWER SYSTEM | Air Release Valve-Wastewater | WWS | PM | FOS | OPERATING | 4 | 2023-06-26
SSARV007 | UK-0026 | AIR RELEASE VALVE, SEWER SYSTEM | Air Release Valve-Wastewater | WWS | PM | FOS | OPERATING | 3 | 2023-06-13
SSARV008 | UK-0026 | AIR RELEASE VALVE, SEWER SYSTEM | Air Release Valve-Wastewater | WWS | N/A | XSD | DECOMMISSIONED | 3 | 2022-07-13
SSARV009 | UK-0026 | AIR RELEASE VALVE, SEWER SYSTEM | Air Release Valve-Wastewater | WWS | PM | FOS | OPERATING | 3 | 2023-06-22
SSARV010 | UK-0026 | AIR RELEASE VALVE, SEWER SYSTEM | Air Release Valve-Wastewater | WWS | PM | FOS | OPERATING | 4 | 2023-05-26
SSARV011 | UK-0026 | AIR RELEASE VALVE, SEWER SYSTEM | Air Release Valve-Wastewater | WWS | PM | FOS | OPERATING | 4 | 2023-06-14
SSARV012 | UK-0026 | AIR RELEASE VALVE, SEWER SYSTEM | Air Release Valve-Wastewater | WWS | PM | FOS | OPERATING | 3 | 2023-06-23
SSARV013 | UK-0026 | AIR RELEASE VALVE, SEWER SYSTEM | Air Release Valve-Wastewater | WWS | PM | FOS | OPERATING | 4 | 2023-05-26
SSE01001 | K6-0792 | SS 822 300 KVA 480V S#95J777204 ABB | Transformers-Oil-MV | EHV | PM/PT | FOS | OPERATING | 4 | 2022-04-18
SSE01002 | K6-0792 | MOTOR CONTROL CENTER, SQ D | MCC | ELV | PM | FOS | OPERATING | 3 | 2023-02-28
SSE90001 | K6-0792 | GROUNDING SYSTEM FACILITY | Grounding | ELV | PM | FOS | OPERATING | 3 | 2021-06-10
SSFFACP001 | K6-0791 | FACP, SIMPLEX 4020 | FACP | PSY | PM | FOS | OPERATING | 3 | 2023-06-23
SSFH1195 | K6-0791 | HYDRANT, FIRE, MUELLER 5 1/4" 2001 | Hydrant | WWS | PM | FOS | OPERATING | 4 | 2023-11-09
SSFH1355 | K6-0791 | HYDRANT, FIRE, MUELLER 5 1/4" 2001 | Hydrant | WWS | PM | FOS | OPERATING | 4 | 2023-11-02
SSFSYWS001 | K6-0791 | WET PIPE SPRINKLER SYSTEM w/GN2 | Wet Pipe | PSY | PM | FOS | OPERATING | 3 | 2024-03-21
SSLAD0259 | K6-0791 | Ladder Lad Safe | Ladder | STR | PM | FOS | OPERATING | 4 | 2023-08-02
SSS01001 | K6-0792 | BLOWER #1 ROOTS S/N 43448 | Blower | WWS | PM/TS | NAB | ABANDONED | 2 | 2017-01-18
SSS01002 | K6-0792 | BLOWER #2 ROOTS CONNERSV S/N 28162 | Blower | WWS | N/A | XSD | DECOMMISSIONED | 3 | 2016-11-22
SSS01002-R2 | K6-0792 | BLOWER #2 ROOTS S/N 2002B24566 | Blower | WWS | PM | FOS | OPERATING | 3 | 2024-03-20
SSS01024 | UK-0026 | PUMP, CENTRIFUGAL, LS-4A PUMP #1 | Pump | WWS | RTF | FOS | OPERATING | 3 | 2011-04-26
SSS01025 | UK-0026 | PUMP, CENTRIFUGAL, LS-4A PUMP #2 | Pump | WWS | RTF | FOS | OPERATING | 4 | 2011-04-26
SSS01026 | K6-0792C | PUMP, SURGE TANK SEWAGE, CORNELL, 75HP | Pump-SURGE TANK SEWAGE | WWS | PM | FOS | OPERATING | 3 | 2024-01-20
SSS01027 | K6-0792C | PUMP, SURGE TANK SEWAGE, CORNELL, 75HP | Pump-SURGE TANK SEWAGE | WWS | PM | FOS | OPERATING | 3 | 2024-01-20
SSS06002 | K6-0792 | BLOWER #1 ROTARY | Blower | WWS | N/A | XSD | DECOMMISSIONED | 4 | 2016-11-23
SSS12001 | K6-0792 | BFP WATTS 909 2" S/N 140497 | BFP | WWS | PM | FOS | OPERATING | 4 | 2024-04-24
SSS12002 | K6-0791 | BFP 2" RP, 975XL, ZURN-WILKINS, S/N 1311418 | BFP | WWS | PM | FOS | OPERATING | 3 | 2023-11-02
SSS12003 | K6-0791 | BFP 6" DBL CHK UNIT SYS SERVED-FIREX, S/N N03554 | BFP-Fire | WWS | PM | FOS | OPERATING | 4 | 2024-05-01
SSSWWSB001 | K6-0792C | BLOWER #1 Universal S/N 12100C12-1 | Blower | WWS | PM | FOS | OPERATING | 3 | 2024-03-20
SSSWWSB002 | K6-0792C | BLOWER #2 Universal S/N 12100C12-2 | Blower | WWS | PM | FOS | OPERATING | 3 | 2024-03-20
SSU01001 | K6-0792 | UPS-162, 3.1 KVA | UPS-Self Contained Small | ELV | N/A | XSD | DECOMMISSIONED | 1 | 2021-07-07
SSU01001-R1 | K6-0792 | UPS-162, 3.1 KVA | UPS-Self Contained Small | ELV | PM | FOS | OPERATING | 4 | 2023-02-06
ST501002 | M6-0895 | ROOF, SEW PL OF & LAB 1200 SF BUR-A | Roof-BUR | STR | PM | FOS | OPERATING | 2 | 2022-12-01
STA01011 | M6-0895 | CONDENSING UNIT, TRANE S/N F26190005 | AHU-DX-Condenser | HVC | PM/TS | NAB | ABANDONED | 2 | 2017-03-16
STA01012 | M6-0895 | AHU TRANE S/N K91J33655 | AHU-DX-LT5T | HVC | PM/TS | NAB | ABANDONED | 2 | 2017-03-16
STE01001-R1 | M6-0895 | SS 124 500KVA 13.2KV-480/277V OIL TYPE PDMT ABB | Transformers-Oil-MV | EHV | PT | FOS | OPERATING | 4 | 2023-10-17
STE01015 | M6-0895 | MCC-2 400A 277/480V 3PH SQ D | MCC | ELV | PM | FOS | OPERATING | 3 | 2023-03-31
STE90001 | M6-0895 | GROUNDING SYSTEM FACILITY | Grounding | ELV | N/A | XSD | DECOMMISSIONED | 4 | 2010-07-08
STFH1300 | M6-0895 | HYDRANT, FIRE | Hydrant | WWS | PM | FOS | OPERATING | 3 | 2024-01-04
STS01001 | M6-0895C | PUMP. SURGE TANK SEWAGE, CORNELL, 75HP, PUMP #1 | Pump-SURGE TANK SEWAGE | WWS | N/A | XSD | DECOMMISSIONED | 3 | 2023-12-21
STS01002 | M6-0895C | PUMP, SURGE TANK SEWAGE, CORNELL, 75 HP, PUMP #2 | Pump-SURGE TANK SEWAGE | WWS | PM | FOS | OPERATING | 3 | 2023-12-21
STS01003 | M6-0895C | PUMP, SURGE TANK SEWAGE, CORNELL, 75HP, PUMP #3 | Pump-SURGE TANK SEWAGE | WWS | PM | FOS | OPERATING | 3 | 2023-12-28
STS12001 | M6-0895 | BFP WATTS 919QT 2" RP, S/N A00210 | BFP | WWS | PM | FOS | OPERATING | 3 | 2023-08-25
STS12002 | M6-0895 | BFP WATTS 919QT 1" RP, S/N 154547 | BFP | WWS | PM | FOS | OPERATING | 4 | 2023-08-23
STSWWSB001 | M6-0895C | BLOWER #1 Universal S/N 12100C12-3 | Blower | WWS | PM | FOS | OPERATING | 3 | 2024-04-16
STSWWSB002 | M6-0895C | BLOWER #2 Universal S/N 12100C12-4 | Blower | WWS | PM | FOS | OPERATING | 3 | 2024-04-16
SUS12001 | UK-0031 | BFP, FEBCO 3/4" RPZ S/N H07645 | BFP | WWS | PM | FOS | OPERATING | 4 | 2023-07-06
SV501002 | M6-0895B | ROOF, M6-895B SEW TREAT PLANT 500 SF BUR-A | Roof-BUR | STR | PM | FOS | OPERATING | 1 | 2022-12-01
SVE90001 | M6-0895B | GROUNDING SYSTEM FACILITY | Grounding | ELV | N/A | XSD | DECOMMISSIONED | 4 | 2010-07-08
SVS01029 | UK-0026 | PUMP, CENTRIFUGAL, LS-1AA PUMP #1 | Pump | WWS | RTF | FOS | OPERATING | 3 | 2011-07-11
SVS01030 | UK-0026 | PUMP, CENTRIFUGAL, LS-1AA PUMP #2 | Pump | WWS | RTF | FOS | OPERATING | 3 | 2011-07-11
SVU01001 | M6-0895B | UPS-161, 2.1 KVA | UPS-Self Contained Small | ELV | N/A | XSD | DECOMMISSIONED | 4 | 2013-09-11
SVU01001-R2 | M6-0895B | UPS-161, 3 KVA | UPS-Self Contained Small | ELV | PM | FOS | OPERATING | 4 | 2024-03-11
SW202026 | M6-0794 | EMERGENCY LIGHT | Emer Lights-Self Testing | ELV | PMHL | FOS | OPERATING | 3 | 2014-05-05
SW2ELITE | M6-0794 | LIGHTS, EMERGENCY & EXIT, M6-0794 | Emer-Exit Lights Self Testing | ELV | PM | FOS | OPERATING | 4 | 2016-05-13
SW501002 | M6-0794 | ROOF, SUPPLY WHSE #1 72,000 SF | Roof-Metal | STR | PM | FOS | OPERATING | 3 | 2023-12-22
SWAIAAX001 | M6-0794 | AHU, DX, MCQUAY | AHU-DX-5T_30T | HVC | PM | FOS | OPERATING | 2 | 2024-03-28
SWAIAAX002 | M6-0794 | PACKAGE UNIT#2, TRANE, EAST | AHU-DX-Package-5T_30T | HVC | PM | FOS | OPERATING | 2 | 2022-05-25
SWAIAAX003 | M6-0794 | PACKAGE UNIT #3, TRANE, WEST | AHU-DX-Package-5T_30T | HVC | PM | FOS | OPERATING | 2 | 2023-02-21
SWAIAAX004 | M6-0794 | PACKAGE UNIT #4, TRANE, WEST | AHU-DX-Package-5T_30T | HVC | PM | FOS | OPERATING | 2 | 2022-05-25
SWAIAAX005 | M6-0794 | PACKAGE UNIT#1, TRANE, EAST | AHU-DX-Package-5T_30T | HVC | N/A | XSD | DECOMMISSIONED | 4 | 2016-03-04
SWAIAAX005-R1 | M6-0794 | PACKAGE UNIT #1, TRANE, EAST | AHU-DX-Package-5T_30T | HVC | PM | FOS | OPERATING | 4 | 2023-12-22
SWAIACU001 | M6-0794 | CONDENSING UNIT, MCQUAY | AHU-DX-Condenser | HVC | PM | FOS | OPERATING | 3 | 2023-09-15
SWE01001 | M6-0794 | SS 188 500KVA 13.2KV-480/277V R-TEMP OIL PDMT COOPER | Transformers-Oil-MV | EHV | PM | FOS | OPERATING | 1 | 2024-01-24
SWE90001 | M6-0794 | GROUNDING SYSTEM FACILITY | Grounding | ELV | PM | FOS | OPERATING | 3 | 2021-03-02
SWF20001 | M6-0794 | SPRINKLER SYSTEM WATER, ACCESS 2429/2742 w/GN2 | Wet Pipe | PSY | PM | FOS | OPERATING | 2 | 2020-05-28
SWF20002 | M6-0794 | SPRINKLER SYSTEM, 6" w/GN2 | Wet Pipe | PSY | PM | FOS | OPERATING | 2 | 2022-11-03
SWF23001 | M6-0794 | VALVE, FIRE HOSE SYSTEM MIDDLE OF S. WALL | Valves-Fire Hose | PSY | PM | FOS | OPERATING | 3 | 2024-01-25
SWF41001 | M6-0794 | FACP, SIMPLEX 4002 | FACP | PSY | PM | FOS | OPERATING | 3 | 2022-07-15
SWFFART001 | M6-0794 | CENTRAL RADIO MONITORING SYSTEM (CRMS) TRANSCEIVER | CRMS | PSY | PM | FOS | OPERATING | 3 | 2023-06-26
SWFFART002 | M6-0794 | CENTRAL RADIO MONITORING SYSTEM (CRMS) TRANSCEIVER | CRMS | PSY | PM | FOS | OPERATING | 1 | 2023-06-26
SWFH1145 | M6-0794 | HYDRANT, FIRE | Hydrant | WWS | PM | FOS | OPERATING | 4 | 2024-01-04
SWFH1235 | M6-0794 | HYDRANT, FIRE | Hydrant | WWS | PM | FOS | OPERATING | 4 | 2024-01-04
SWFUCNG001 | M6-0794 | Facility Natural Gas Piping | Gas Piping | MEC | PM | FOS | OPERATING | 3 | 2023-08-09
SWS01001 | M6-0794A | PUMP FIRE PATTERSON 60HP S/N 93FP01792-L5 | Pump-Fire | WWS | PM | FOS | OPERATING | 3 | 2024-04-12
SWS12001 | M6-0794 | BFP FEBCO 825Y 3/4" S/N 050621 | BFP | WWS | PM | FOS | OPERATING | 3 | 2023-08-03
SWS12002 | M6-0794A | BFP FEBCO 805YD 8" S/N B18327 | BFP-Fire | WWS | PM | FOS | OPERATING | 3 | 2024-02-17
SWS12003 | M6-0794 | BFP WATTS 909 4" RP, S/N 216706 | BFP | WWS | PM | FOS | OPERATING | 3 | 2023-08-22
SWU01001 | M6-0794 | UPS-164,1.0 KVA APC | UPS-Self Contained Small | ELV | PM | FOS | OPERATING | 4 | 2023-11-30
SZLAD0001 | F5-2201 | Ladder Antenna Products | Ladder | STR | PM | FOS | OPERATING | 1 | 2024-03-14
T2501002 | M6-0328 | ROOF, RACQUETBALL COURT, BUR, 2800 SF | Roof-Shingle | STR | PM | FOS | OPERATING | 2 | 2022-10-31
T2501002A | M6-0328A | ROOF, RACQUETBALL COURT, BUR, 2500 SF | Roof-BUR | STR | PM | FOS | OPERATING | 3 | 2022-10-28
T4FKPAB853 | 73019 | AUX BOX | ESS | PSY | PM | FOS | OPERATING | 3 | 2023-12-21
T4FKPCP085 | 73019 | INTELLIGENT SYSTEM CONTROLLER #85 | ESS | PSY | PM | FOS | OPERATING | 3 | 2024-01-18
T4FKPTS851 | 73019 | GATE TURNSTILE | Turnstile | PSY | PM | FOS | OPERATING | 3 | 2023-07-17
TB214001 | Q6-0484 | LIGHTNING PROTECTION | Lightning Prot | ELV | PM | FOS | OPERATING | 4 | 2011-07-10
TB502001 | Q6-0484 | BORESITE TPQ18 | Tower | STR | PM | FOS | OPERATING | 3 | 2022-05-30
TBE90001 | Q6-0484 | GROUNDING SYSTEM FACILITY | Grounding | ELV | PM | FOS | OPERATING | 2 | 2024-01-26
TC101004 | N6-2296 | EXHAUST FAN S/N MK13472 | Fan-Hood | HVC | RTF | FOS | OPERATING | 4 | 2011-05-03
TC2ELITE | N6-2296 | LIGHTS, EMERGENCY & EXIT, N6-2296 | Emer-Exit Lights Self Testing | ELV | PM | FOS | OPERATING | 3 | 2024-04-24
TC302001 | N6-2296 | PUMP SUMP HOWELL M/N 37C445163 | Pump-Sump | MEC | RTF | FOS | OPERATING | 4 | 2011-05-20
TC302002 | N6-2296 | PUMP SUMP HOWELL M/N 37C445163 | Pump-Sump | MEC | RTF | FOS | OPERATING | 4 | 2011-05-20
TC303002 | N6-2296 | SHOWER & EYEWASH SAFETY HAWS | Shwr-Eyewash | WWS | N/A | XSD | DECOMMISSIONED | 4 | 2015-03-16
TC308001 | N6-2296 | FILTER, WATER, SYSTEM IV, M/N DB900QD | Filters-Water | WWS | N/A | XSD | DECOMMISSIONED | 4 | 2015-10-28
TC501002 | N6-2296 | ROOF, CENTRAL TELEMETRY 15000 SF, BUR-A | Roof-BUR | STR | PM | FOS | OPERATING | 2 | 2022-07-15
TC501002H | N6-2296H | ROOF, ELEC EQP BLDG, METAL, 374 SF | Roof-Metal | STR | PM | FOS | OPERATING | 3 | 2023-02-20
TC501003 | N6-2297 | ROOF, GENERATOR BLDG, METAL-BUR, 1000 SF | Roof-Metal | STR | PM | FOS | OPERATING | 2 | 2024-01-27
TC502001 | N6-2296U | LIGHTNING PROTECTION TOWER #1 | Tower | STR | N/A | XSD | DECOMMISSIONED | 3 | 2018-11-14
TC502002 | N6-2296X | LIGHTNING PROTECTION TOWER #2 | Tower | STR | N/A | XSD | DECOMMISSIONED | 3 | 2018-11-14
TC502007 | N6-2296Y | LIGHTNING PROTECTION TOWER #3 | Tower | STR | N/A | XSD | DECOMMISSIONED | 2 | 2019-02-06
TC601001 | N6-2296 | ELEVATOR TEL-IV, 3000 LB. | Elevator, Hydraulic, Air Force | MEC | PM | FOS | OPERATING | 4 | 2024-04-05
TCA10001 | N6-2296 | AIR HANDLING UNIT #1, CHW TRANE S/N K923600 | AHU-CHW-GT30T | HVC | PM/TS | NAB | ABANDONED | 4 | 2017-05-17
TCA10003 | N6-2296 | AIR HANDLING UNIT #3, CHW CARRIER S/N 4205U07043 | AHU-CHW-GT30T | HVC | PM | FOS | OPERATING | 3 | 2024-02-06
TCA10004 | N6-2296 | AIR HANDLING UNIT #4, CHW CARRIER S/N 1006U05105 | AHU-CHW-GT30T | HVC | PM | FOS | OPERATING | 3 | 2024-02-05
TCA10005 | N6-2296 | AIR HANDLING UNIT #5, CHW CARRIER S/N 4205U07096 | AHU-CHW-GT30T | HVC | PM | FOS | OPERATING | 3 | 2024-02-05
TCA10006 | N6-2296 | AIR HANDLING UNIT #6, CHW CARRIER S/N 1006U05107 | AHU-CHW-GT30T | HVC | PM | FOS | OPERATING | 4 | 2023-10-19
TCA10007 | N6-2296 | AIR HANDLING UNIT #7, CHW CARRIER S/N 1006U5108 | AHU-CHW-GT30T | HVC | PM | FOS | OPERATING | 3 | 2024-02-09
TCA10008 | N6-2296 | AIR HANDLING UNIT, CHW CARRIER S/N 1006U5149 | AHU-CHW-GT30T | HVC | PM | FOS | OPERATING | 3 | 2024-02-09
TCA10009 | N6-2296 | AIR HANDLING UNIT, CHW CARRIER S/N 4305U07377 | AHU-CHW-GT30T | HVC | PM | FOS | OPERATING | 3 | 2024-02-07
TCACWCH001 | N6-2296 | CHILLER #1, MCQUAY, S/N STNU100200083 | Chiller-Package | HVC | PM | FOS | OPERATING | 3 | 2024-04-25
TCACWCH002 | N6-2296 | CHILLER #2, MCQUAY, S/N STNU100200092 | Chiller-Package | HVC | PM | FOS | OPERATING | 3 | 2024-04-25
TCACWPP001 | N6-2296 | PUMP #1, S/N C097715-03 M90, BELL & GOUSETT | Pump-Pad Mount-(CHW/CW)-GT10HP | HVC | PM | FOS | OPERATING | 2 | 2021-05-06
TCACWPP002 | N6-2296 | PUMP #2, S/N C097715-04 M90, BELL & GOUSETT | Pump-Pad Mount-(CHW/CW)-GT10HP | HVC | PM | FOS | OPERATING | 3 | 2024-04-30
TCACWPP003 | N6-2296 | PUMP #3, S/N C097715-01 M90, BELL & GOUSETT | Pump-Pad Mount-(CHW/CW)-GT10HP | HVC | PM | FOS | OPERATING | 2 | 2021-05-06
TCACWPP004 | N6-2296 | PUMP #4, S/N C097715-02 M90, BELL & GOUSETT | Pump-Pad Mount-(CHW/CW)-GT10HP | HVC | PM | FOS | OPERATING | 3 | 2024-03-25
TCAIAAH002 | N6-2296 | AHU #2 TEMTROL, S/N T009914-001-00 | AHU-CHW-5T_30T | HVC | PM | FOS | OPERATING | 3 | 2024-02-07
TCAIAAH008 | N6-2296 | A/C #8 | AHU-CHW-Computer-5T_30T | HVC | PM | FOS | OPERATING | 3 | 2024-02-12
TCAIAAX001 | N6-2296 | Air Handler UPS, SN K10F61028 | AHU-DX | HVC | PM | FOS | OPERATING | 3 | 2024-04-09
TCAIAAX002 | N6-2296 | Air Handler UPS, SN K10F61033 | AHU-DX | HVC | PM | FOS | OPERATING | 3 | 2024-02-09
TCAIAAX010 | N6-2296T | DX AHU,Trane, S/N 8114JH32V | AHU-DX | HVC | PM | FOS | OPERATING | 3 | 2024-02-09
TCAIACU001 | N6-2296 | Condensing Unit UPS, SN 103446KA3F | Condensing Unit | HVC | N/A | XSD | DECOMMISSIONED | 2 | 2018-11-19
TCAIACU001-R1 | N6-2296 | Condensing Unit UPS Room, CU-1 | Condensing Unit | HVC | PM | FOS | OPERATING | 4 | 2023-06-15
TCAIACU002 | N6-2296 | Condensing Unit UPS, SN 103448PU3F | Condensing Unit | HVC | N/A | XSD | DECOMMISSIONED | 1 | 2018-12-13
TCAIACU002-R1 | N6-2296 | Condensing Unit UPS Room, CU-2 | Condensing Unit | HVC | PM | FOS | OPERATING | 2 | 2024-04-25
TCAIACU010 | N6-2296T | DX Condenser,Trane, S/N 8154TSL2F | Condensing Unit | HVC | PM | FOS | OPERATING | 3 | 2024-02-07
TCE01001 | N6-2296 | SS 229A 750KVA 13.2KV-480/277V OIL TYPE PDMT ATLANTIC | Transformers-Oil-MV | EHV | PT | FOS | OPERATING | 1 | 2023-10-27
TCE01002 | N6-2296H | SS-TC1,Â Substation Secondary,Â TEL IV | Substation-LV-Draw Out | ELV | PM | FOS | OPERATING | 4 | 2023-09-11
TCE0100201 | N6-2296H | RELAY DIGITRIP RMS 510 TEL4 SS TC MAIN BKR CUBICLE | Relays-Trip Units | ELV | PMHL | FOS | OPERATING | 4 | 2014-05-31
TCE0103201 | N6-2296H | RELAY DIGITRIP RMS 510 TEL4 SS TC GENERATOR BKR CU | Relays-Trip Units | ELV | PMHL | FOS | OPERATING | 4 | 2014-05-31
TCE0103301 | N6-2296H | RELAY DIGITRIP RMS 510 TEL4 SS TC LOAD BANK BKR CU | Relays-Trip Units | ELV | PMHL | FOS | OPERATING | 4 | 2014-05-31
TCE01034 | N6-2296H | DISTRIBUTION BREAKER CUBICAL 1C | Circuit Breaker-LV Draw Out | ELV | PMHL | FOS | OPERATING | 4 | 2013-07-01
TCE0103401 | N6-2296H | RELAY DIGITRIP RMS 510 TEL4 SS TC PNL EUPS-2 BKR C | Relays-Trip Units | ELV | PMHL | FOS | OPERATING | 4 | 2014-05-31
TCE01035 | N6-2296H | BREAKER CUBICLE 1D SPARE | Circuit Breaker-LV Draw Out | ELV | PMHL | FOS | OPERATING | 4 | 2013-07-01
TCE02001 | N6-2296 | SS 229B 750KVA 13.2KV-480/277V OIL TYPE PDMT ATLANTIC | Transformers-Oil-MV | EHV | PT | FOS | OPERATING | 1 | 2023-10-27
TCE02002 | N6-2296H | TC-1/2 SECONDARY MAIN CIRCUIT BREAKERS 480V 1600 A.F, TEL IV | Circuit Breaker-LV Draw Out | ELV | PMHL | FOS | OPERATING | 3 | 2013-07-01
TCE0200201 | N6-2296H | RELAY DIGITRIP RMS 510 TEL4 SS TC MAIN BKR CUBICLE | Relays-Trip Units | ELV | PMHL | FOS | OPERATING | 4 | 2014-05-31
TCE02003 | N6-2296H | TIE BREAKER | Circuit Breaker-LV Draw Out | ELV | PMHL | FOS | OPERATING | 4 | 2013-07-01
TCE0200301 | N6-2296H | RELAY DIGITRIP RMS 510 TEL4 SS TC TIE BKR CUBICLE | Relays-Trip Units | ELV | PMHL | FOS | OPERATING | 4 | 2014-05-31
TCE0203201 | N6-2296H | RELAY DIGITRIP RMS 510 TEL4 SS TC GENERATOR BKR CU | Relays-Trip Units | ELV | PMHL | FOS | OPERATING | 4 | 2014-05-31
TCE0203301 | N6-2296H | RELAY DIGITRIP RMS 510 TEL4 SS TC LOAD BANK BKR CU | Relays-Trip Units | ELV | PMHL | FOS | OPERATING | 4 | 2014-05-31
TCE02034 | N6-2296H | DISTRIBUTION BREAKER CUBICAL 5C | Circuit Breaker-LV Draw Out | ELV | PMHL | FOS | OPERATING | 4 | 2013-07-01
TCE0203401 | N6-2296H | RELAY DIGITRIP RMS 510 TEL4 SS TC PNL DP-2 BKR CUB | Relays-Trip Units | ELV | PMHL | FOS | OPERATING | 4 | 2014-05-31
TCFACP4020001 | N6-2296 | FACP, SIMPLEX 4020 | FACP | PSY | N/A | XSD | DECOMMISSIONED | 3 | 2016-12-06
TCFFAAS001 | N6-2296 | N6-2296 ASDS #1, VESDA LASER COMP | ASSD | PSY | PM | FOS | OPERATING | 3 | 2023-08-25
TCFFAAS002 | N6-2296 | N6-2296 ASDS #2, VESDA LASER PLUS | ASSD | PSY | PM | FOS | OPERATING | 3 | 2023-08-25
TCFFAAS003 | N6-2296 | N6-2296 ASDS #3, VESDA LASER PLUS | ASSD | PSY | PM | FOS | OPERATING | 3 | 2023-09-05
TCFFAAS004 | N6-2296 | N6-2296 ASDS #4, VESDA LASER PLUS | ASSD | PSY | PM | FOS | OPERATING | 3 | 2023-08-22
TCFFAAS005 | N6-2296 | N6-2296 ASDS #5, VESDA LASER PLUS | ASSD | PSY | PM | FOS | OPERATING | 3 | 2023-08-22
TCFFACP001 | N6-2296 | N6-2296 FACP, SIEMENS FIRE FINDER | FACP | PSY | PM | FOS | OPERATING | 3 | 2023-10-31
TCFFACP002 | N6-2296T | N6-2296T FACP, SIMPLEX 4005 | FACP | PSY | PM | FOS | OPERATING | 3 | 2023-08-21
TCFFART001 | N6-2296 | CENTRAL RADIO MONITORING SYSTEM (CRMS) TRANSCEIVER | CRMS | PSY | PM | FOS | OPERATING | 3 | 2023-08-22
TCFFART002 | N6-2296 | CENTRAL RADIO MONITORING SYSTEM (CRMS) TRANSCEIVER | CRMS | PSY | PM | FOS | OPERATING | 3 | 2023-08-07
TCFH1030 | N6-2296 | HYDRANT, FIRE | Hydrant | WWS | PM | FOS | OPERATING | 4 | 2023-12-08
TCFH1340 | N6-2296 | HYDRANT, FIRE | Hydrant | WWS | PM | FOS | OPERATING | 4 | 2023-12-08
TCFPASN107 | N6-2294 | TORNADO WARNING SIREN USNG 17R NM 3390 4859 | TAWS | PSY | PM | FOS | OPERATING | 3 | 2024-02-05
TCFSYDS001 | N6-2297 | DRY PIPE SPRINKLER SYSTEM w/GN2 | Dry Pipe | PSY | PM | FOS | OPERATING | 3 | 2024-03-08
TCFSYWS001 | N6-2296 | WET PIPE FIRE SPRINKLER SYSTEM w/GN2 | Wet Pipe | PSY | PM | FOS | OPERATING | 3 | 2023-11-27
TCG01001 | N6-2297 | GENERATOR #1, 900KW, DIESEL | Generator-Stationary-Level 2 | ELV | PM | FOS | OPERATING | 4 | 2024-05-13
TCG01002 | N6-2297 | GENERATOR #2, 900KW, DIESEL | Generator-Stationary-Level 2 | ELV | PM | FOS | OPERATING | 4 | 2024-05-13
TCS01001 | N6-2295A | PUMP, FIRE BOOSTER, TEL-IV | Pump-Fire | WWS | PM | FOS | OPERATING | 3 | 2024-04-11
TCS12003 | N6-2296 | BFP FEBCO 3" RP, S/N F0403261610, M/N 860 | BFP | WWS | N/A | XSD | DECOMMISSIONED | 3 | 2014-06-12
TCS12003-R1 | N6-2296 | BFP FEBCO 3" RP, S/N A1505110905, M/N 860 | BFP | WWS | PM | FOS | OPERATING | 3 | 2023-07-06
TCS12004 | N6-2296 | BFP WATTS 4" RPZ, S/N 06020334, M/N 994 | BFP | WWS | PM | FOS | OPERATING | 3 | 2022-07-06
TCS12005 | N6-2296 | BFP, WILKINS 3/4" RP, S/N W245040 | BFP | WWS | PM | FOS | OPERATING | 4 | 2023-12-05
TCS12007 | N6-2296 | BFP, APOLLO 3/4", S/N 175071 | BFP | WWS | PM | FOS | OPERATING | 3 | 2023-09-06
TCS12008 | N6-2296 | BFP, APOLLO 3/4" S/N 014575 | BFP | WWS | PM | FOS | OPERATING | 3 | 2023-09-06
TE2ELITE | K6-1193 | LIGHTS, EMERGENCY & EXIT, K6-1193 | Emer-Exit Lights Self Testing 2 | ELV | RTF | FOS | OPERATING | 3 | 2016-03-28
TE501002 | K6-1193 | ROOF, REPEATER STATION 5500 SF BUR-A | Roof-BUR | STR | PM | FOS | OPERATING | 3 | 2023-07-10
TEA07001 | K6-1193 | Air Handler Unit AHU-1 (480 Volt, Local Service Disconnect AT AHU) | AHU-CHW-5T_30T | HVC | PM | FOS | OPERATING | 3 | 2024-01-04
TEA07002 | K6-1193 | Air Handler Unit AHU-2 (480 Volt, Local Service Disconnect at AHU) | AHU-CHW-5T_30T | HVC | PM | FOS | OPERATING | 3 | 2024-01-04
TEABB001 | K6-1193 | Controls, PLC Backup Battery [FIC0042] | Battery-Controls | ELV | PM | FOS | OPERATING | 5 | 2023-12-05
TEABB002 | K6-1193 | Controls, PLC Backup Battery [FIC0044] | Battery-Controls | ELV | PM | FOS | OPERATING | 5 | 2023-12-05
TEE01001 | K6-1193 | SS 833A 300KVA 13.8KV-480/277V OIL PDMT CUT-HAMMER | Transformers-Oil-MV | EHV | PM/PT | FOS | OPERATING | 4 | 2022-07-07
TEE02001 | K6-1193 | SS 833B 300KVA 13.8KV-480/277V OIL PDMT CUT-HAMMER | Transformers-Oil-MV | EHV | PM/PT | FOS | OPERATING | 4 | 2022-10-14
TEE90001 | K6-1193 | GROUNDING SYSTEM FACILITY | Grounding | ELV | PMHL | FOS | OPERATING | 2 | 2022-07-18
TEEBB001 | K6-1193 | Controls, PLC Backup Battery [FIC0097] | Battery-Controls | ELV | PM | FOS | OPERATING | 4 | 2023-12-12
TEEUPS24-A | K6-1193 | UPS-24,Â BP-80, 65KVA, 480VAC In, 208VAC Out, VABR | UPS-Self Contained | ELV | PM | FOS | OPERATING | 4 | 2024-01-31
TEF20001 | K6-1193 | PRE-ACTION SPRINKLER SYSTEM, 4" w/GN2 | Pre-Action | PSY | PM | FOS | OPERATING | 3 | 2023-10-30
TEFCSCPN11 | K6-1193 | SUMMARYÂ PANEL | FACP | PSY | PM | FOS | OPERATING | 3 | 2024-02-05
TEFDTCPN13 | K6-1193 | SIMPLEX 4100ES DATATAP FILTERING PANEL | CRMS | PSY | PM | FOS | OPERATING | 3 | 2024-02-27
TEFFAAS001 | K6-1193 | AIR SAMPLING FIRE DETECTION | ASSD | PSY | PMHL | FOS | OPERATING | 3 | 2015-09-21
TEFFAAS002 | K6-1193 | AIR SAMPLING FIRE DETECTION | ASSD | PSY | PMHL | FOS | OPERATING | 4 | 2014-07-16
TEFFADT001 | K6-1193 | CENTRAL RADIO MONITORING SYSTEM (CRMS) DATATAP | CRMS | PSY | PMHL | FOS | OPERATING | 3 | 2021-06-10
TEFFADUN05 | K6-1193 | NETÂ 2Â NDU | FACP | PSY | PM | FOS | OPERATING | 3 | 2024-02-14
TEFH1190 | K6-1193 | HYDRANT, FIRE, MUELLER 5-1/4" 1964 | Hydrant | WWS | PM | FOS | OPERATING | 3 | 2024-04-03
TEFH1192 | K6-1193 | HYDRANT, FIRE, M & H 5-1/4" 1963 | Hydrant | WWS | PM | FOS | OPERATING | 3 | 2024-04-05
TEFH1350 | K6-1193 | HYDRANT, FIRE, MUELLER 4-1/2" 1982 | Hydrant | WWS | PM | FOS | OPERATING | 3 | 2024-04-05
TEFKPCP001 | K6-1193 | INTELLIGENT SYSTEM CONTROLLER #26 | ESS | PSY | PM | FOS | OPERATING | 4 | 2024-02-15
TEFKPDP261 | K6-1193 | DOOR PORTAL | Door Portal | PSY | PM | FOS | OPERATING | 3 | 2024-02-08
TEFPA001 | K6-1193 | PRE-ACTION FIRE ALARM CONTROL, SIMPLEX 4020 | RCP | PSY | PM | FOS | OPERATING | 2 | 2022-08-11
TES12002 | K6-1193 | BFP FEBCO 4", M/N 8054DS DC, S/N 9406100534 | BFP-Fire | WWS | PM | FOS | OPERATING | 4 | 2024-05-01
TES12003 | K6-1193 | BFP FEBCO 4", M/N 8504DS DC, S/N 9406100536 | BFP-Fire | WWS | PM | FOS | OPERATING | 4 | 2024-05-01
TF10020 | J8-1708 | Pad A Water Firex (Catacombs) V-20 | Valves-Fire | WWS | N/A | NIC | NOT_IN_CONTRACT | 3 | 2012-05-08
TF10030 | J8-1708 | Pad A Water Firex (Catacombs) V-21 | Valves-Fire | WWS | N/A | NIC | NOT_IN_CONTRACT | 3 | 2012-05-08
TF10040 | J8-1708 | Pad A Water Firex (Catacombs) V-609 | Valves-Fire | WWS | N/A | NIC | NOT_IN_CONTRACT | 3 | 2012-05-08
TF20030 | J8-1708 | Pad A Potable Water (Tank Farm) T-4 Tank | Tanks-H2O | WWS | N/A | NIC | NOT_IN_CONTRACT | 3 | 2012-02-16
TF501002 | J6-0306 | ROOF, J6-0306 EQ SHELTER, 100 SQ FT,CONCRETE | Roof-Single Ply | STR | N/A | XSD | DECOMMISSIONED | 4 | 2012-07-30
TFAIAUA001 | J6-0306 | WINDOW UNIT | AHU-DX-Window | HVC | N/A | XSD | DECOMMISSIONED | 3 | 2010-12-02
TP214001 | Q6-0082 | LIGHTNING PROTECTION | Lightning Prot | ELV | PM | FOS | OPERATING | 4 | 2011-07-09
TP2ELITE | Q6-0082 | LIGHTS, EMERGENCY & EXIT, Q6-0082 | Emer-Exit Lights Self Testing | ELV | PM | FOS | OPERATING | 4 | 2024-03-25
TP301001 | Q6-0082 | SUMP PUMP, STA-RITE, FS-EERIES, 1/2HP, 110V | Pump-Sump | MEC | RTF | FOS | OPERATING | 3 | 2011-03-18
TP501002 | Q6-0082 | ROOF, HYDROMECHANICAL BLDG BUR-A | Roof-BUR | STR | PM | FOS | OPERATING | 3 | 2024-03-05
TP601001 | M6-0794 | LIFT, HYDRAULIC PORTABLE | Lift | MEC | N/A | XSD | DECOMMISSIONED | 4 | 2012-06-08
TP601002 | Q6-0082 | LADDER, HYDRAULIC PORTABLE, 800 LBS | Lift-Ladder | SPE | PM | FOS | OPERATING | 4 | 2023-08-28
TPA04001 | Q6-0082 | AHU TYPE L35 TRANE S/N K5H294730 | AHU-DX-5T_30T | HVC | PM | FOS | OPERATING | 3 | 2024-03-11
TPA05001 | Q6-0082 | COMPRESSOR UNIT #1 S/N R5H03A490 | Compressor-Refrigerant | HVC | PM | FOS | OPERATING | 3 | 2024-03-13
TPA05002 | Q6-0082 | CONDENSING UNIT, S/N BBG8069 | AHU-DX-Condenser | HVC | PM | FOS | OPERATING | 2 | 2021-08-03
TPA06001 | Q6-0082 | COMPRESSOR UNIT #2 S/N R5H03A492 | Compressor-Refrigerant | HVC | PM | FOS | OPERATING | 3 | 2024-03-12
TPA06002 | Q6-0082 | CONDENSING UNIT, S/N BBG8068 | AHU-DX-Condenser | HVC | PM | FOS | OPERATING | 2 | 2021-08-03
TPA07001 | Q6-0082 | AHU RHEEM S/N HM37811034 | AHU-DX-LT5T | HVC | PM | FOS | OPERATING | 4 | 2024-03-12
TPA07002 | Q6-0082 | CONDENSING UNIT | AHU-DX-Condenser | HVC | PM | FOS | OPERATING | 1 | 2024-03-14
TPAIAUA001 | Q6-0082A | PACKAGE UNIT AC-1, S/N R26103943D | AHU-DX-Package-5T_30T | HVC | N/A | XSD | DECOMMISSIONED | 2 | 2017-03-16
TPAIAUA001-R1 | Q6-0082A | PACKAGE UNIT AC-1, S/N 201110621L | AHU-DX-Package-5T_30T | HVC | PM | FOS | OPERATING | 3 | 2024-02-21
TPAIAUA002 | Q6-0082A | PACKAGE UNIT AC-2, S/N R26103324D | AHU-DX-Package-5T_30T | HVC | N/A | XSD | DECOMMISSIONED | 1 | 2015-11-10
TPAIAUA002-R1 | Q6-0082A | PACKAGE UNIT AC-2, S/N 20104695L | AHU-DX-Package-5T_30T | HVC | PM | FOS | OPERATING | 3 | 2024-02-21
TPAIAUA003 | Q6-0082 | Package AHU, Trane S/N 120611269L | AHU-DX-Package-LT5T | HVC | PM | FOS | OPERATING | 3 | 2024-03-07
TPE01001 | Q6-0082 | SS 171 150KVA 13.2KV/480V PDMT | Transformers-Oil-MV | EHV | PM | FOS | OPERATING | 4 | 2023-10-07
TPE02001 | Q6-0082 | SS 172 150KVA 13.2KV/480V PDMT | Transformers-Oil-MV | EHV | PM | FOS | OPERATING | 4 | 2023-05-21
TPE03001 | M6-1671 | SS 141 500KVA 13.2KV/480V COOPER | Transformers-Oil-MV | EHV | N/A | XSD | DECOMMISSIONED | 4 | 2012-07-03
TPF41001 | Q6-0082 | FACP, SIMPLEX 4002 | FACP | PSY | PM | FOS | OPERATING | 3 | 2024-04-05
TPFFAAS001 | Q6-0082 | VESDA SMOKE DETECTOR | ASSD | PSY | PM | FOS | OPERATING | 4 | 2023-03-29
TPFFACP001 | Q6-0082 | FACP, SIMPLEXT 4020 | FACP | PSY | PM | FOS | OPERATING | 3 | 2024-03-19
TPS01001 | Q6-0082 | WATER SYSTEM, FLINT AND WALLING | Pump | WWS | RTF | FOS | OPERATING | 4 | 2011-07-06
TRAIAUA001 | TR1-0610 | PACKAGE UNIT, CARRIER, S/N 2900G40020 | AHU-DX-Package-LT5T | HVC | N/A | XSD | DECOMMISSIONED | 1 | 2021-06-21
TRAIAUA001-R1 | TR1-0610 | PACKAGE UNIT, CARRIER, S/N 2900G40020 | AHU-DX-Package-LT5T | HVC | PM/TS | NAB | ABANDONED | 3 | 2022-06-30
TRAIAUA002 | TR1-0477 | WINDOW UNIT | AHU-DX-Window | HVC | N/A | XSD | DECOMMISSIONED | 3 | 2010-09-03
TRM-0056ELVLU | TRM-0056 | BLDG. TRM-0056 ELV LIGHTNING PROTECTION SUBSYSTEMS | System | ELV | N/A | XSD | DECOMMISSIONED | 4 | 2022-02-08
TWP001 | K6-1996D | Test Weight Parent | Test Weight | FMT | PM | FOS | OPERATING | 4 | 2023-04-03
U4801001 | K6-0996A | AIR COMPRESSOR, RECIP, SPEEDAIRE | Compressors-Air-Reciprocating | HVC | PM | FOS | OPERATING | 3 | 2024-04-05
U4S12001 | M6-0378 | BFP FEBCO 2" RPZ, S/N H02975 | BFP | WWS | PM | FOS | OPERATING | 4 | 2023-09-26
U5501002 | M6-0427 | ROOF, PAVILION, METAL, 1000 SF | Roof-Metal | STR | PM | FOS | OPERATING | 4 | 2022-08-18
UA201007 | K6-0947E | LIGHTNING PROTECTION | Lightning Prot | ELV | PM | FOS | OPERATING | 3 | 2022-02-11
UA2ELITE | K6-0947 | LIGHTS, EMERGENCY & EXIT, K6-0947 | Emer-Exit Lights | ELV | PM | FOS | OPERATING | 4 | 2024-05-02
UA302002 | K6-0947 | SUMP PUMP, AIR OPERATED, S/N 00848440 | Pump-Sump | MEC | RTF | FOS | OPERATING | 4 | 2011-09-27
UA302003 | K6-0947 | SUMP PUMP, ELECTRIC | Pump-Sump | MEC | RTF | FOS | OPERATING | 4 | 2011-09-19
UA302004 | K6-0947 | SUMP PUMP, ELECTRIC | Pump-Sump | MEC | RTF | FOS | OPERATING | 4 | 2011-09-19
UA302007 | K6-0947 | SUMP PUMP, AIR OPERATED, S/N 00848439 | Pump-Sump | MEC | RTF | FOS | OPERATING | 4 | 2011-09-27
UA303001 | K6-0947 | SHOWER & EYEWASH SAFETY HAWS | Shwr-Eyewash | WWS | PM | FOS | OPERATING | 3 | 2023-08-08
UA307001 | K6-0947 | EYEWASH, SAFETY, BRADLEY | Shwr-Eyewash | WWS | N/A | XSD | DECOMMISSIONED | 3 | 2020-02-04
UA307002 | K6-0947 | EYEWASH, SAFETY, BRADLEY | Shwr-Eyewash | WWS | PM | FOS | OPERATING | 3 | 2024-02-06
UA307003 | K6-0947 | EYEWASH, SAFETY, BRADLEY | Shwr-Eyewash | WWS | PM | FOS | OPERATING | 3 | 2024-02-06
UA308001 | K6-0947 | FILTER, WATER, NSA, S/N 1739500 | Filters-Water | WWS | PM | FOS | OPERATING | 3 | 2023-11-01
UA308003 | K6-0947 | FILTER, WATER, CUNO, ON ICE MACHINE | Filters-Water | WWS | PMHL | FOS | OPERATING | 4 | 2015-04-29
UA308004 | K6-0947 | FILTER CANISTER & CHARCOAL TASTE & ODOR FILTER | Filters-Water | WWS | PM | FOS | OPERATING | 3 | 2024-01-10
UA501002 | K6-0947 | ROOF, K6-0947 UTILITY ANNEX 25300 SF BUR-A | Roof-BUR | STR | PM | FOS | OPERATING | 4 | 2023-07-03
UA501101 | K6-0947 | LIFELINE, MULTIPLE SPAN HORIZONTAL, LATCHWAYS | Fall Prot | STR | PM | FOS | OPERATING | 4 | 2024-05-02
UA505002 | K6-0947 | HTHWR TEMP/MAIN LOOP-PLANT INSTRUMENT CALIB | Controls-Plant | HVC | N/A | XSD | DECOMMISSIONED | 3 | 2011-03-09
UA505003 | K6-0947 | HTHWS TEMP/MAIN LOOP-PLANTINSTRUMENTS CALIB | Controls-Plant | HVC | N/A | XSD | DECOMMISSIONED | 3 | 2011-03-09
UA505004 | K6-0947 | HTHWR TEMP/LCC-VAB-PLANT INSTRUMENTS CALIB. | Controls-Plant | HVC | N/A | XSD | DECOMMISSIONED | 3 | 2011-03-09
UA505005 | K6-0947 | HTHWR TEMP/LCC-PLANT INSTRUMENTS CALIB. | Controls-Plant | HVC | N/A | XSD | DECOMMISSIONED | 3 | 2011-03-09
UA505007 | K6-0947 | HTHWR TEMP/TPS-PLANT INSTRMNT CALIB._UT ANX | Controls-Plant | HVC | N/A | XSD | DECOMMISSIONED | 4 | 2011-03-15
UA505008 | K6-0947 | HTHWS TEMP/OPF PLANT INSTRUMENTATION CALB. | Controls-Plant | HVC | N/A | XSD | DECOMMISSIONED | 4 | 2011-03-15
UA505009 | K6-0947 | HTHWR TEMP/OPF-PLANT INSTRUMENTATION CALIB. | Controls-Plant | HVC | N/A | XSD | DECOMMISSIONED | 2 | 2011-03-15
UA505010 | K6-0947 | CHWR TEMP/MAIN LO OP-PLANT INSTRMNT CALIB. | Controls-Plant | HVC | RTF | FOS | OPERATING | 3 | 2011-03-16
UA505011 | K6-0947 | CHWR TEMP/OPF-PLANT INSTRUMENTATION CALIB. | Controls-Plant | HVC | RTF | FOS | OPERATING | 2 | 2011-03-16
UA505012 | K6-0947 | CHWR TEMP/LCC/VAB-PLANT INSTRMNTS CALIB. | Controls-Plant | HVC | RTF | FOS | OPERATING | 2 | 2011-03-14
UA505014 | K6-0947 | CWS TEMP/MAIN LO OP-PLANT INSTRMNTS CALIB. | Controls-Plant | HVC | RTF | FOS | OPERATING | 3 | 2011-03-14
UA505015 | K6-0947 | CHWS TEMP/MAIN LOOP-PLANT INSTRMNT CALIB. | Controls-Plant | HVC | RTF | FOS | OPERATING | 3 | 2011-03-14
UA505016 | K6-0947 | CHWR TEMP/MAINLOOP-PLANT INSTRMNTS CALIB. | Controls-Plant | HVC | RTF | FOS | OPERATING | 3 | 2011-03-21
UA505018 | K6-0947 | CHWR TEMP/TPS-PLANT INSTRUMENTS CALIB. | Controls-Plant | HVC | RTF | FOS | OPERATING | 2 | 2011-03-17
UA505019 | K6-0947 | HTHW FLOW/OPF-PLANT INSTRUMENTS CALIB. | Controls-Plant | HVC | N/A | XSD | DECOMMISSIONED | 2 | 2011-04-04
UA505020 | K6-0947 | HTHW FLOW/LCC-PLANT INSTRUMENTS CALIB. | Controls-Plant | HVC | N/A | XSD | DECOMMISSIONED | 4 | 2011-04-04
UA505021 | K6-0947 | HTHW FLOW/TPS-PLANT ISNTRUMENTS CALIB. | Controls-Plant | HVC | N/A | XSD | DECOMMISSIONED | 3 | 2011-05-11
UA505025 | K6-0947 | CHW FLOW/OPF-PLANT INSTRUMENTS CALIB. | Controls-Plant | HVC | RTF | FOS | OPERATING | 3 | 2011-06-09
UA505026 | K6-0947 | CHW FLOW/TPS-PLANT ISNTRUMENTS CALIB. | Controls-Plant | HVC | RTF | FOS | OPERATING | 3 | 2011-06-09
UA505028 | K6-0947 | PLANT AIR PRESSURE/PLANT INSTRMNTS CALIB. | Controls-Plant | HVC | RTF | FOS | OPERATING | 3 | 2011-06-09
UA505029 | K6-0947 | GN2 SUPPLY PRESSURE/INSTRUMENTS CALIB. | Controls-Plant | HVC | RTF | FOS | OPERATING | 3 | 2011-06-09
UA505031 | K6-0947 | TRANSMITTER, TE,P, PCC CHW RETIRN | Controls-Plant | HVC | RTF | FOS | OPERATING | 3 | 2011-03-17
UA505032 | K6-0947 | TRANSMITTER, FLOW, "PCC" | Controls-Plant | HVC | RTF | FOS | OPERATING | 2 | 2011-03-17
UA505034 | K6-0947 | TRANSMITTER TEMP, "TPS" CHWS | Controls-Plant | HVC | RTF | FOS | OPERATING | 2 | 2011-03-28
UA505039 | K6-0947 | TRANSMITTER, TEMP, "TPS" HTHWS | Controls-Plant | HVC | N/A | XSD | DECOMMISSIONED | 2 | 2011-03-29
UA505040 | K6-0947 | TRANSMITTER, TEMP, "LCC" HTHWS | Controls-Plant | HVC | N/A | XSD | DECOMMISSIONED | 2 | 2011-04-07
UA505045 | K6-0947 | TRANSMITTER, TEMP., COMP. #1, 1ST STAGE DISCHARGE | Controls-Plant | HVC | N/A | XSD | DECOMMISSIONED | 4 | 2011-06-02
UA505046 | K6-0947 | TRANSMITTER, TEMP., COMP. #1, 2ND STAGE INLET | Controls-Plant | HVC | N/A | XSD | DECOMMISSIONED | 4 | 2011-06-02
UA505047 | K6-0947 | TRANSMITTER, TEMP., COMP. #1, CLOSED CYCLE DISCH. | Controls-Plant | HVC | N/A | XSD | DECOMMISSIONED | 3 | 2011-06-03
UA505048 | K6-0947 | TRANSMITTER, TEMP., COMP. #2, 1ST STAGE DISCHARGE | Controls-Plant | HVC | N/A | XSD | DECOMMISSIONED | 3 | 2011-06-03
UA505049 | K6-0947 | TRANSMITTER, TEMP., COMP. #2, 2ND STAGE INLET | Controls-Plant | HVC | N/A | XSD | DECOMMISSIONED | 3 | 2011-06-03
UA505050 | K6-0947 | TRANSMITTER, TEMP., COMP. #2, CLOSED CYCLE DISCH. | Controls-Plant | HVC | N/A | XSD | DECOMMISSIONED | 4 | 2011-06-03
UA505051 | K6-0947 | TRANSMITTER, TEMP., COMP. #3, 1ST STAGE DISCHARGE | Controls-Plant | HVC | N/A | XSD | DECOMMISSIONED | 3 | 2011-06-06
UA505052 | K6-0947 | TRANSMITTER, TEMP., COMP. #3, 2ND STAGE INLET | Controls-Plant | HVC | N/A | XSD | DECOMMISSIONED | 3 | 2011-06-06
UA505053 | K6-0947 | TRANSMITTER, TEMP., COMP. #3, CLOSED CYCLE DISCH. | Controls-Plant | HVC | N/A | XSD | DECOMMISSIONED | 3 | 2011-06-06
UA505054 | K6-0947 | TRANSMITTER, TEMP., COMP. #4, 1ST STAGE DISCHARGE | Controls-Plant | HVC | N/A | XSD | DECOMMISSIONED | 3 | 2011-06-07
UA505055 | K6-0947 | TRANSMITTER, TEMP., COMP. #4, 2ND STAGE INLET | Controls-Plant | HVC | N/A | XSD | DECOMMISSIONED | 3 | 2011-06-07
UA505056 | K6-0947 | TRANSMITTER, TEMP., COMP. #4, CLOSED CYCLE DISCH. | Controls-Plant | HVC | N/A | XSD | DECOMMISSIONED | 3 | 2011-06-07
UA505057 | K6-0947 | TRANSMITTER, PRESSURE, GAUGE, MAIN SYSTEM | Controls-Plant | HVC | RTF | FOS | OPERATING | 4 | 2011-06-02
UA601007 | K6-0947 | HOIST, CHAIN, 1/4 TON, ELECTRIC, MONORAIL | Hoist | MEC | PM | FOS | OPERATING | 4 | 2024-04-23
UA601008 | K6-0947 | HOIST, CHAIN, MANUAL, 1 1/4 TON | Hoist | MEC | N/A | XSD | DECOMMISSIONED | 4 | 2019-03-01
UA601201 | K6-0947 | HOIST, CIRCUIT BREAKER, MOVABLE | Hoist | SPE | PM | FOS | OPERATING | 4 | 2024-01-05
UA601202 | K6-0947 | HOIST, CIRCUIT BREAKER | Hoist | SPE | PM | FOS | OPERATING | 4 | 2016-06-03
UA601204 | K6-1696A | Hoist, Chain, 1/4 ton | Hoist | MEC | PM | FOS | OPERATING | 4 | 2024-04-24
UA602002 | K6-0947 | FIRE DOOR, RATING 3HRA | Doors-Fire | MEC | PM | FOS | OPERATING | 3 | 2023-10-27
UAA01001 | K6-0947 | CHILLER #1 TURBOMASTER | Chiller-GT300T | HVC | N/A | XSD | DECOMMISSIONED | 2 | 2021-09-10
UAA0100102 | K6-0947 | MOTOR, SYNCHRONOUS, 4160V, UA CHILLER #1 | Motor GE 150HP | ELV | N/A | XSD | DECOMMISSIONED | 4 | 2021-03-31
UAA0100103 | K6-0947 | GEARBOX, CHILLER 1 | Gearbox-Chiller | HVC | N/A | XSD | DECOMMISSIONED | 2 | 2021-09-10
UAA01002 | K6-0947 | PRIMARY CHILLED WATER PUMP #1 | Pump-Pad Mount-(CHW/CW)-GT10HP | HVC | N/A | XSD | DECOMMISSIONED | 3 | 2021-11-10
UAA0100201 | K6-0947 | MOTOR, ELECTRIC, CHILLED WATER PRIMARY PUMP #1 | Motor GE 75HP (U/A and IACP only) | ELV | N/A | XSD | DECOMMISSIONED | 3 | 2020-11-25
UAA01003 | K6-0947 | TRANSMITTER CHW SUPPLY TEMP (CHILLER #1) | Controls-Plant | HVC | N/A | XSD | DECOMMISSIONED | 3 | 2011-06-29
UAA01004 | K6-0947 | TRANSMITTER LEAVING OIL TEMP (CHILLER #1) | Controls-Plant | HVC | N/A | XSD | DECOMMISSIONED | 3 | 2011-06-24
UAA01005 | K6-0947 | TRANSMITTER COMP OIL SUMP TEMP (CHILLER #1) | Controls-Plant | HVC | N/A | XSD | DECOMMISSIONED | 3 | 2011-06-24
UAA01006 | K6-0947 | TRANSMITTER COND WATER RETURN TEMP (CHILLER #1) | Controls-Plant | HVC | N/A | XSD | DECOMMISSIONED | 3 | 2011-06-28
UAA01007 | K6-0947 | TRANSMITTER GEARBOX OIL TEMP (CHILLER #1) | Controls-Plant | HVC | N/A | XSD | DECOMMISSIONED | 2 | 2011-06-28
UAA01008 | K6-0947 | TRANSMITTER GEARBOX OIL PRESS (CHILLER #1) | Controls-Plant | HVC | N/A | XSD | DECOMMISSIONED | 3 | 2011-06-29
UAA01009 | K6-0947 | TRANSMITTER VANE CONTROL AIR PRESS (CHILLER #1) | Controls-Plant | HVC | N/A | XSD | DECOMMISSIONED | 2 | 2011-06-29
UAA01010 | K6-0947 | TRANSMITTER EVAPORATOR PRESS | Controls-Plant | HVC | N/A | XSD | DECOMMISSIONED | 3 | 2011-06-30
UAA01011 | K6-0947 | TRANSMITTER CONDENSER PRESS (CHILLER #1) | Controls-Plant | HVC | N/A | XSD | DECOMMISSIONED | 2 | 2011-06-30
UAA01012 | K6-0947 | TRANSMITTER COMPRESSOR BEARING OIL PRESS (CHILLER | Controls-Plant | HVC | N/A | XSD | DECOMMISSIONED | 3 | 2011-06-30
UAA01013 | K6-0947 | TRANSMITTER THRUST BEARING OIL PRESS (CHILLER #1) | Controls-Plant | HVC | N/A | XSD | DECOMMISSIONED | 2 | 2011-06-30
UAA01014 | K6-0947 | TRANSMITTER CHILLED WATER FLOW (CHILLER #1) | Controls-Plant | HVC | N/A | XSD | DECOMMISSIONED | 2 | 2011-06-30
UAA02001 | K6-0947 | CHILLER #2 TURBOMASTER | Chiller-GT300T | HVC | N/A | XSD | DECOMMISSIONED | 3 | 2017-02-15
UAA0200102 | K6-0947 | MOTOR, SYNCHRONOUS, 4160V, UA CHILLER #2 | Motor GE 150HP | ELV | N/A | XSD | DECOMMISSIONED | 4 | 2016-01-28
UAA0200103 | K6-0947 | GEARBOX, CHILLER 2 | Chiller-GT300T | HVC | N/A | XSD | DECOMMISSIONED | 3 | 2016-03-31
UAA02002 | K6-0947 | PRIMARY CHILLED WATER PUMP #2 | Pump-Pad Mount-(CHW/CW)-GT10HP | HVC | N/A | XSD | DECOMMISSIONED | 4 | 2018-06-05
UAA0200201 | K6-0947 | MOTOR, ELECTRIC, CHILLED WATER PRIMARY PUMP #2 | Motor GE 75HP (U/A and IACP only) | ELV | N/A | XSD | DECOMMISSIONED | 1 | 2016-11-14
UAA02003 | K6-0947 | TRANSMITTER CHW SUPPLY TEMP (CHILLER #2) | Controls-Plant | HVC | N/A | XSD | DECOMMISSIONED | 4 | 2011-01-19
UAA02004 | K6-0947 | TRANSMITTER LEAVING OIL TEMP (CHILLER #2) | Controls-Plant | HVC | N/A | XSD | DECOMMISSIONED | 3 | 2011-01-19
UAA02005 | K6-0947 | TRANSMITTER COMP OIL SUMP TEMP (CHILLER #2) | Controls-Plant | HVC | N/A | XSD | DECOMMISSIONED | 3 | 2011-01-19
UAA02006 | K6-0947 | TRANSMITTER COND WATER RETURN TEMP (CHILLER #2) | Controls-Plant | HVC | N/A | XSD | DECOMMISSIONED | 3 | 2011-01-19
UAA02007 | K6-0947 | TRANSMITTER GEARBOX OIL TEMP (CHILLER #2) | Controls-Plant | HVC | N/A | XSD | DECOMMISSIONED | 3 | 2011-01-20
UAA02008 | K6-0947 | TRANSMITTER GEARBOX OIL PRESS (CHILLER #2) | Controls-Plant | HVC | N/A | XSD | DECOMMISSIONED | 3 | 2011-01-19
UAA02009 | K6-0947 | TRANSMITTER VANE CONTROL AIR PRESS (CHILLER #2) | Controls-Plant | HVC | N/A | XSD | DECOMMISSIONED | 3 | 2011-01-19
UAA02010 | K6-0947 | TRANSMITTER EVAPORATOR PRESS (CHILLER #2) | Controls-Plant | HVC | N/A | XSD | DECOMMISSIONED | 4 | 2011-01-20
UAA02011 | K6-0947 | TRANSMITTER CONDENSER PRESS (CHILLER #2) | Controls-Plant | HVC | N/A | XSD | DECOMMISSIONED | 4 | 2011-01-20
UAA02012 | K6-0947 | TRANSMITTER COMPRESSOR BEARING OIL PRESS (CHILLER | Controls-Plant | HVC | N/A | XSD | DECOMMISSIONED | 3 | 2011-01-20
UAA02013 | K6-0947 | TRANSMITTER THRUST BEARING OIL PRESS (CHILLER #2) | Controls-Plant | HVC | N/A | XSD | DECOMMISSIONED | 3 | 2011-01-20
UAA02014 | K6-0947 | TRANSMITTER CHILLED WATER FLOW (CHILLER #2) | Controls-Plant | HVC | N/A | XSD | DECOMMISSIONED | 2 | 2011-01-20
UAA03001 | K6-0947 | CHILLER #3 TURBOMASTER | Chiller-GT300T | HVC | N/A | XSD | DECOMMISSIONED | 4 | 2013-05-30
UAA0300102 | K6-0947 | MOTOR, SYNCHRONOUS, 4160V, UA CHILLER #3 | Motor GE 150HP | ELV | N/A | XSD | DECOMMISSIONED | 1 | 2014-04-28
UAA0300103 | K6-0947 | GEARBOX, CHILLER 3 | Chiller-GT300T | HVC | N/A | XSD | DECOMMISSIONED | 4 | 2013-05-30
UAA03002 | K6-0947 | PRIMARY CHILLED WATER PUMP #3 | Pump-Pad Mount-(CHW/CW)-GT10HP | HVC | N/A | XSD | DECOMMISSIONED | 4 | 2018-05-27
UAA0300201 | K6-0947 | MOTOR, ELECTRIC, CHILLED WATER PRIMARY PUMP #3 | Motor GE 75HP (U/A and IACP only) | ELV | N/A | NSP | DECOMMISSIONED | 4 | 2015-10-30
UAA0300201-R1 | K6-0947 | MOTOR, ELECTRIC, CHILLED WATER PRIMARY PUMP #3 | Motor GE 75HP (U/A and IACP only) | ELV | N/A | XSD | DECOMMISSIONED | 4 | 2017-10-30
UAA03003 | K6-0947 | TRANSMITTER CHW SUPPLY TEMP (CHILLER #3) | Controls-Plant | HVC | N/A | XSD | DECOMMISSIONED | 4 | 2011-05-26
UAA03004 | K6-0947 | TRANSMITTER LEAVING OIL TEMP (CHILLER #3) | Controls-Plant | HVC | N/A | XSD | DECOMMISSIONED | 4 | 2011-05-26
UAA03005 | K6-0947 | TRANSMITTER COMP OIL SUMP TEMP (CHILLER #3) | Controls-Plant | HVC | N/A | XSD | DECOMMISSIONED | 4 | 2011-05-27
UAA03006 | K6-0947 | TRANSMITTER COND WATER RETURN TEMP (CHILLER #3) | Controls-Plant | HVC | N/A | XSD | DECOMMISSIONED | 4 | 2011-05-25
UAA03007 | K6-0947 | TRANSMITTER GEARBOX OIL TEMP (CHILLER #3) | Controls-Plant | HVC | N/A | XSD | DECOMMISSIONED | 4 | 2011-05-25
UAA03008 | K6-0947 | TRANSMITTER GEARBOX OIL PRESS (CHILLER #3) | Controls-Plant | HVC | N/A | XSD | DECOMMISSIONED | 4 | 2011-05-25
UAA03009 | K6-0947 | TRANSMITTER VANE CONTROL AIR PRESS (CHILLER #3) | Controls-Plant | HVC | N/A | XSD | DECOMMISSIONED | 4 | 2011-05-25
UAA03010 | K6-0947 | TRANSMITTER EVAPORATOR PRESS (CHILLER #3) | Controls-Plant | HVC | N/A | XSD | DECOMMISSIONED | 4 | 2011-05-26
UAA03011 | K6-0947 | TRANSMITTER CONDENSER PRESS (CHILLER #3) | Controls-Plant | HVC | N/A | XSD | DECOMMISSIONED | 4 | 2011-05-25
UAA03012 | K6-0947 | TRANSMITTER COMPRESSOR BEARING OIL PRESS (CHILLER | Controls-Plant | HVC | N/A | XSD | DECOMMISSIONED | 4 | 2011-05-26
UAA03013 | K6-0947 | TRANSMITTER THRUST BEARING OIL PRESS (CHILLER #3) | Controls-Plant | HVC | N/A | XSD | DECOMMISSIONED | 4 | 2011-05-26
UAA03014 | K6-0947 | TRANSMITTER CHILLED WATER FLOW (CHILLER #3) | Controls-Plant | HVC | N/A | XSD | DECOMMISSIONED | 4 | 2011-05-26
UAA04001 | K6-0947 | CHILLER #4 TURBOMASTER | Chiller-GT300T | HVC | N/A | XSD | DECOMMISSIONED | 3 | 2016-08-29
UAA0400102 | K6-0947 | MOTOR, SYNCHRONOUS, 4160V, UA CHILLER #4 | Motor GE 150HP | ELV | N/A | XSD | DECOMMISSIONED | 4 | 2016-02-05
UAA0400103 | K6-0947 | GEARBOX, CHILLER 4 | Chiller-GT300T | HVC | N/A | XSD | DECOMMISSIONED | 4 | 2016-03-30
UAA04002 | K6-0947 | PRIMARY CHILLED WATER PUMP #4 | Pump-Pad Mount-(CHW/CW)-GT10HP | HVC | N/A | XSD | DECOMMISSIONED | 3 | 2021-04-29
UAA0400201 | K6-0947 | MOTOR, ELECTRIC, CHILLED WATER PRIMARY PUMP #4 | Motor GE 75HP (U/A and IACP only) | ELV | N/A | XSD | DECOMMISSIONED | 4 | 2020-11-13
UAA04005 | K6-0947 | TRANSMITTER CHW SUPPLY TEMP (CHILLER #4) | Controls-Plant | HVC | N/A | XSD | DECOMMISSIONED | 3 | 2011-06-20
UAA04006 | K6-0947 | TRANSMITTER LEAVING OIL TEMP (CHILLER #4) | Controls-Plant | HVC | N/A | XSD | DECOMMISSIONED | 4 | 2011-06-22
UAA04007 | K6-0947 | TRANSMITTER COMP OIL SUMP TEMP (CHILLER #4) | Controls-Plant | HVC | N/A | XSD | DECOMMISSIONED | 3 | 2011-06-22
UAA04008 | K6-0947 | TRANSMITTER COND WATER RETURN TEMP (CHILLER #4) | Controls-Plant | HVC | N/A | XSD | DECOMMISSIONED | 4 | 2011-06-20
UAA04009 | K6-0947 | TRANSMITTER GEARBOX OIL TEMP (CHILLER #4) | Controls-Plant | HVC | N/A | XSD | DECOMMISSIONED | 3 | 2011-06-22
UAA04010 | K6-0947 | TRANSMITTER GEARBOX OIL PRESS (CHILLER #4) | Controls-Plant | HVC | N/A | XSD | DECOMMISSIONED | 3 | 2011-06-22
UAA04011 | K6-0947 | TRANSMITTER VANE CONTROL AIR PRESS (CHILLER #4) | Controls-Plant | HVC | N/A | XSD | DECOMMISSIONED | 3 | 2011-06-22
UAA04012 | K6-0947 | TRANSMITTER EVAPORATOR PRESS (CHILLER #4) | Controls-Plant | HVC | N/A | XSD | DECOMMISSIONED | 3 | 2011-06-23
UAA04013 | K6-0947 | TRANSMITTER CONDENSER PRESS (CHILLER #4) | Controls-Plant | HVC | N/A | XSD | DECOMMISSIONED | 3 | 2011-06-23
UAA04014 | K6-0947 | TRANSMITTER COMPRESSOR BEARING OIL PRESS (CHILLER | Controls-Plant | HVC | N/A | XSD | DECOMMISSIONED | 3 | 2011-06-23
UAA04015 | K6-0947 | TRANSMITTER THRUST BEARING OIL PRESS (CHILLER #4) | Controls-Plant | HVC | N/A | XSD | DECOMMISSIONED | 3 | 2011-06-23
UAA04016 | K6-0947 | TRANSMITTER CHILLED WATER FLOW (CHILLER #4) | Controls-Plant | HVC | N/A | XSD | DECOMMISSIONED | 1 | 2011-06-23
UAA05002 | K6-0947 | PRIMARY CHILLED WATER PUMP #5 | Pump-Pad Mount-(CHW/CW)-GT10HP | HVC | N/A | XSD | DECOMMISSIONED | 3 | 2021-11-03
UAA0500201 | K6-0947 | MOTOR, ELECTRIC, CHILLED WATER PRIMARY PUMP #5 | Motor GE 75HP (U/A and IACP only) | ELV | N/A | XSD | DECOMMISSIONED | 4 | 2019-11-27
UAA0500201-R1 | K6-0947 | MOTOR, ELECTRIC, CHILLED WATER PRIMARY PUMP #5 | Motor GE 75HP (U/A and IACP only) | ELV | N/A | XSD | DECOMMISSIONED | 4 | 2021-12-03
UAA05004 | K6-0947 | PUMP, CHW RECYCLE AURORA S/N 6959 | Pump LT 10hp | HVC | RTF | FOS | OPERATING | 3 | 2014-10-28
UAA05011 | K6-0947 | CHILLER #5 TURBOMASTER YORK S/N MRP 492925 | Chiller-GT300T | HVC | N/A | XSD | DECOMMISSIONED | 2 | 2021-09-10
UAA0501102 | K6-0947 | MOTOR, SYNCHRONOUS, 4160V, UA CHILLER #5, | Motor GE 150HP | ELV | N/A | XSD | DECOMMISSIONED | 3 | 2021-01-13
UAA0501103 | K6-0947 | GEARBOX, CHILLER 5 | Chiller-GT300T | HVC | N/A | XSD | DECOMMISSIONED | 2 | 2021-09-10
UAA05012 | K6-0947 | TRANSMITTER CHW SUPPLY TEMP (CHILLER #5) | Controls-Plant | HVC | N/A | XSD | DECOMMISSIONED | 3 | 2011-05-04
UAA05013 | K6-0947 | TRANSMITTER LEAVING OIL TEMP (CHILLER #5) | Controls-Plant | HVC | N/A | XSD | DECOMMISSIONED | 3 | 2011-05-04
UAA05014 | K6-0947 | TRANSMITTER COMP OIL SUMP TEMP (CHILLER #5) | Controls-Plant | HVC | N/A | XSD | DECOMMISSIONED | 4 | 2011-05-04
UAA05015 | K6-0947 | TRANSMITTER COND WATER RETURN TEMP (CHILLER #5) | Controls-Plant | HVC | N/A | XSD | DECOMMISSIONED | 4 | 2011-05-04
UAA05016 | K6-0947 | TRANSMITTER GEARBOX OIL TEMP (CHILLER #5) | Controls-Plant | HVC | N/A | XSD | DECOMMISSIONED | 3 | 2011-05-05
UAA05017 | K6-0947 | TRANSMITTER GEARBOX OIL PRESS (CHILLER #5) | Controls-Plant | HVC | N/A | XSD | DECOMMISSIONED | 3 | 2011-05-12
UAA05018 | K6-0947 | TRANSMITTER VANE CONTROL AIR PRESS (CHILLER #5) | Controls-Plant | HVC | N/A | XSD | DECOMMISSIONED | 3 | 2011-05-11
UAA05019 | K6-0947 | TRANSMITTER EVAPORATOR PRESS (CHILLER #5) | Controls-Plant | HVC | N/A | XSD | DECOMMISSIONED | 3 | 2011-05-12
UAA05020 | K6-0947 | TRANSMITTER CONDENSER PRESS (CHILLER #5) | Controls-Plant | HVC | N/A | XSD | DECOMMISSIONED | 2 | 2011-05-13
UAA05021 | K6-0947 | TRANSMITTER COMPRESSOR BEARING OIL PRESS CHILLER 5 | Controls-Plant | HVC | N/A | XSD | DECOMMISSIONED | 3 | 2011-05-12
UAA05022 | K6-0947 | TRANSMITTER THRUST BEARING OIL PRESS (CHILLER #5) | Controls-Plant | HVC | N/A | XSD | DECOMMISSIONED | 1 | 2011-05-17
UAA05023 | K6-0947 | TRANSMITTER CHILLED WATER FLOW (CHILLER #5) | Controls-Plant | HVC | N/A | XSD | DECOMMISSIONED | 2 | 2011-05-18
UAA06001 | K6-0947 | AIR HANDLING UNIT, CHW S/N 1154242 | AHU-CHW-5T_30T | HVC | N/A | XSD | DECOMMISSIONED | 2 | 2019-05-24
UAA06002 | K6-0947 | FAN RETURN NY BLOWER #A4975 | Fan-Return | HVC | RTF | FOS | OPERATING | 2 | 2011-02-15
UAA06004 | K6-0947 | PUMP, HW REHEAT AURORA S/N 6411036 | Pump LT 10hp | HVC | N/A | XSD | DECOMMISSIONED | 4 | 2014-05-21
UAA07011 | K6-0947 | PUMP, CHW MAKE-UP FAIRBANKS S/N 40060098BRA605BF | Pump-Pad Mount-(CHW/CW)-GT10HP | HVC | N/A | XSD | DECOMMISSIONED | 1 | 2020-01-14
UAA07012 | K6-0947 | PUMP, CHW MAKE-UP FAIRBANKS S/N 40098966BR735BF | Pump-Pad Mount-(CHW/CW)-GT10HP | HVC | N/A | XSD | DECOMMISSIONED | 2 | 2021-10-18
UAA07013 | K6-0947 | PUMP, CHW MAKE-UP FAIRBANKS S/N 40089866BR735BF | Pump-Pad Mount-(CHW/CW)-GT10HP | HVC | N/A | XSD | DECOMMISSIONED | 2 | 2021-10-29
UAA08001 | K6-0947 | COMPRESSOR FREON TRANSFER YORK S/N V0066308 | Refrigerant-Recovery System | HVC | N/A | XSD | DECOMMISSIONED | 3 | 2018-05-30
UAA11003 | K6-0947 | AIR COMPRESSOR COOLING WATER PUMP #1 | Pump LT 10hp | HVC | N/A | XSD | DECOMMISSIONED | 4 | 2017-09-01
UAA11004 | K6-0947 | AIR COMPRESSOR COOLING WATER PUMP #2 | Pump LT 10hp | HVC | N/A | XSD | DECOMMISSIONED | 4 | 2017-09-01
UAA12001 | K6-0947 | CHILLED WATER SECONDARY PUMP #1 | Pump-Pad Mount-(CHW/CW)-GT10HP | HVC | N/A | XSD | DECOMMISSIONED | 1 | 2022-07-13
UAA1200101 | K6-0947 | MOTOR, ELECTRIC, CHILLED WATER SECONDARY PUMP #1 | Motor GE 150HP | ELV | N/A | XSD | DECOMMISSIONED | 4 | 2021-05-05
UAA12002 | K6-0947 | CHILLED WATER SECONDARY PUMP #2 | Pump-Pad Mount-(CHW/CW)-GT10HP | HVC | N/A | XSD | DECOMMISSIONED | 2 | 2021-01-19
UAA1200201 | K6-0947 | MOTOR, ELECTRIC, CHILLED WATER SECONDARY PUMP #2 | Motor GE 150HP | ELV | N/A | XSD | DECOMMISSIONED | 4 | 2021-05-05
UAA12003 | K6-0947 | CHILLED WATER SECONDARY PUMP #3 | Pump-Pad Mount-(CHW/CW)-GT10HP | HVC | N/A | XSD | DECOMMISSIONED | 4 | 2018-05-28
UAA1200301 | K6-0947 | MOTOR, ELECTRIC, CHILLED WATER SECONDARY PUMP #3 | Motor GE 150HP | ELV | N/A | XSD | DECOMMISSIONED | 4 | 2018-05-03
UAA12004 | K6-0947 | CHILLED WATER SECONDARY PUMP #4 | Pump-Pad Mount-(CHW/CW)-GT10HP | HVC | N/A | XSD | DECOMMISSIONED | 2 | 2021-01-19
UAA1200401 | K6-0947 | MOTOR, ELECTRIC, CHILLED WATER SECONDARY PUMP #4 | Motor GE 150HP | ELV | N/A | XSD | DECOMMISSIONED | 3 | 2021-04-22
UAACA163 | K6-0947 | AIR COMPRESSOR, RECIP, KELLOGG | Compressors-Air-Reciprocating | HVC | N/A | XSD | DECOMMISSIONED | 1 | 2016-04-18
UAACA16301 | K6-0947 | MOTOR, ELECTRIC, AIR COMPRESSOR #1 | Motor GE 150HP | ELV | N/A | XSD | DECOMMISSIONED | 4 | 2014-04-15
UAACA164 | K6-0947 | AIR COMPRESSOR, RECIP, KELLOGG | Compressors-Air-Reciprocating | HVC | N/A | XSD | DECOMMISSIONED | 2 | 2016-04-18
UAACA16401-R1 | K6-0947 | MOTOR, ELECTRIC, AIR COMPRESSOR #2 | Motor GE 150HP | ELV | N/A | XSD | DECOMMISSIONED | 4 | 2015-04-28
UAACA170 | K6-0947 | AIR COMPRESSOR, RECIP, KELLOGG | Compressors-Air-Reciprocating | HVC | N/A | XSD | DECOMMISSIONED | 2 | 2022-07-13
UAACA17001 | K6-0947 | MOTOR, ELECTRIC, AIR COMPRESSOR #3 | Motor GE 150HP | ELV | N/A | XSD | DECOMMISSIONED | 3 | 2021-06-04
UAACA171 | K6-0947 | AIR COMPRESSOR, RECIP, KELLOGG | Compressors-Air-Reciprocating | HVC | N/A | XSD | DECOMMISSIONED | 2 | 2022-07-13
UAACA17101 | K6-0947 | MOTOR, ELECTRIC, AIR COMPRESSOR #4 | Motor GE 150HP | ELV | N/A | XSD | DECOMMISSIONED | 2 | 2021-06-04
UAACAAD001 | K6-0947 | AIR DRYER | Refrigeration-Air Dryer | HVC | PM | FOS | OPERATING | 3 | 2023-05-03
UAACACP001 | K6-0947 | AIR COMPRESSOR #1 | Compressors-Air-Screw | HVC | PM | FOS | OPERATING | 3 | 2023-12-09
UAACACP002 | K6-0947 | AIR COMPRESSOR #2 | Compressors-Air-Screw | HVC | PM | FOS | OPERATING | 3 | 2023-12-09
UAACACP003 | K6-0947 | AIR COMPRESSOR #3 | Compressors-Air-Screw | HVC | PM | FOS | OPERATING | 3 | 2023-12-09
UAACACP004 | K6-0947 | AIR COMPRESSOR #4 | Compressors-Air-Screw | HVC | PM | FOS | OPERATING | 3 | 2023-12-09
UAACACP005 | K6-0947E | AIR COMPRESSOR, OZONE, KAISER, SN 0268262 | Compressors-Air-Screw | HVC | N/A | XSD | DECOMMISSIONED | 3 | 2018-07-16
UAACARR001 | K6-0947 | AIR RECEIVER | Air Receiver-Local | HVC | PM | FOS | OPERATING | 1 | 2024-05-01
UAACWCH001 | K6-0947 | CHILLER #1 | Chiller-GT300T | HVC | PM | FOS | OPERATING | 3 | 2024-05-01
UAACWCH002 | K6-0947 | CHILLER #2 | Chiller-GT300T | HVC | PM | FOS | OPERATING | 3 | 2024-04-25
UAACWCH003 | K6-0947 | CHILLER #3 | Chiller-GT300T | HVC | PM | FOS | OPERATING | 3 | 2024-04-26
UAACWCH004 | K6-0947 | CHILLER #4 | Chiller-GT300T | HVC | PM | FOS | OPERATING | 4 | 2024-04-22
UAACWCH005 | K6-0947 | CHILLER #5 | Chiller-GT300T | HVC | PM | FOS | OPERATING | 3 | 2024-04-25
UAACWCH006 | K6-0947 | CHILLER # 4-1/2 TURBOMASTER | Chiller-Compressor-Remote | HVC | N/A | XSD | DECOMMISSIONED | 2 | 2021-09-10
UAACWPP001 | K6-0947 | PUMP, CHW MAKE-UP #1 | Pump-Pad Mount-(CHW/CW)-GT10HP | HVC | PM | FOS | OPERATING | 3 | 2024-01-09
UAACWPP002 | K6-0947 | PUMP, CHW MAKE-UP #2 | Pump-Pad Mount-(CHW/CW)-GT10HP | HVC | PM | FOS | OPERATING | 4 | 2024-01-11
UAACWPP003 | K6-0947 | PUMP, CHW MAKE-UP #3 | Pump-Pad Mount-(CHW/CW)-GT10HP | HVC | PM | FOS | OPERATING | 4 | 2024-01-16
UAACWPP101 | K6-0947 | PRIMARY CHW PUMP #1 | Pump-Pad Mount-(CHW/CW)-Plant | HVC | PM | FOS | OPERATING | 4 | 2024-04-16
UAACWPP102 | K6-0947 | PRIMARY CHW PUMP #2 | Pump-Pad Mount-(CHW/CW)-Plant | HVC | PM | FOS | OPERATING | 4 | 2024-05-14
UAACWPP103 | K6-0947 | PRIMARY CHW PUMP #3 | Pump-Pad Mount-(CHW/CW)-Plant | HVC | PM | FOS | OPERATING | 4 | 2024-04-08
UAACWPP104 | K6-0947 | PRIMARY CHW PUMP #4 | Pump-Pad Mount-(CHW/CW)-Plant | HVC | PM | FOS | OPERATING | 4 | 2024-04-08
UAACWPP105 | K6-0947 | PRIMARY CHW PUMP #5 | Pump-Pad Mount-(CHW/CW)-Plant | HVC | PM | FOS | OPERATING | 4 | 2024-04-08
UAACWPP106 | K6-0947 | PRIMARY CHW PUMP #6 | Pump-Pad Mount-(CHW/CW)-Plant | HVC | PM | FOS | OPERATING | 4 | 2024-04-17
UAACWPP201 | K6-0947 | SECONDARY CHW PUMP #1 | Pump-Pad Mount-(CHW/CW)-Plant | HVC | PM | FOS | OPERATING | 4 | 2024-05-05
UAACWPP202 | K6-0947 | SECONDARY CHW PUMP #2 | Pump-Pad Mount-(CHW/CW)-Plant | HVC | PM | FOS | OPERATING | 3 | 2023-11-24
UAACWPP203 | K6-0947 | SECONDARY CHW PUMP #3 | Pump-Pad Mount-(CHW/CW)-Plant | HVC | PM | FOS | OPERATING | 3 | 2023-11-22
UAACWPP204 | K6-0947 | SECONDARY CHW PUMP #4 | Pump-Pad Mount-(CHW/CW)-Plant | HVC | PM | FOS | OPERATING | 3 | 2023-11-24
UAAHCOZ001 | K6-0947E | OZONE GENERATOR #1, S/N CH-CFS6A-082 | Ozone Generator | HVC | N/A | XSD | DECOMMISSIONED | 2 | 2017-08-24
UAAHCOZ001-R1 | K6-0947E | OZONE GENERATOR | Ozone Generator | HVC | PM | FOS | OPERATING | 3 | 2023-11-20
UAAHCOZ002 | K6-0947E | OZONE GENERATOR #2, S/N CH-CFS6A-105 | Ozone Generator | HVC | N/A | XSD | DECOMMISSIONED | 4 | 2018-05-24
UAAHCOZ003 | K6-0947E | OZONE GENERATOR #3, S/N CH-CFS6A-107 | Ozone Generator | HVC | N/A | XSD | DECOMMISSIONED | 3 | 2016-05-04
UAAHCOZ004 | K6-0947E | OZONE GENERATOR #4, S/N CH-CFS6A-150 | Ozone Generator | HVC | N/A | XSD | DECOMMISSIONED | 3 | 2016-05-04
UAAHCOZ005 | K6-0947E | OZONE GENERATOR #5, S/N CH-CFS6A-073 | Ozone Generator | HVC | N/A | XSD | DECOMMISSIONED | 4 | 2015-04-16
UAAHCOZ006 | K6-0947E | PUMP, OZONE WATER CIRCULATING #1 S/N 2177958 | Pump-Pad Mount-(CHW/CW)-GT10HP | HVC | N/A | XSD | DECOMMISSIONED | 3 | 2018-05-30
UAAHCOZ006-R1 | K6-0947E | PUMP, OZONE WATER CIRCULATING #1 | Pump-Pad Mount-(CHW/CW)-GT10HP | HVC | PM | FOS | OPERATING | 4 | 2024-05-06
UAAHCOZ007 | K6-0947E | PUMP, OZONE WATER CIRCULATING #2 S/N 2177960 | Pump-Pad Mount-(CHW/CW)-GT10HP | HVC | N/A | XSD | DECOMMISSIONED | 3 | 2018-05-30
UAAHCOZ007-R1 | K6-0947E | PUMP, OZONE WATER CIRCULATING #2 | Pump-Pad Mount-(CHW/CW)-GT10HP | HVC | PM | FOS | OPERATING | 4 | 2024-05-07
UAAHCOZ008 | K6-0947E | PUMP, OZONE WATER CIRCULATING #3 S/N 2177959 | Pump-Pad Mount-(CHW/CW)-GT10HP | HVC | N/A | XSD | DECOMMISSIONED | 3 | 2018-05-29
UAAHCOZ008-R1 | K6-0947E | PUMP, OZONE WATER CIRCULATING #3 | Pump-Pad Mount-(CHW/CW)-GT10HP | HVC | PM | FOS | OPERATING | 4 | 2024-05-07
UAAHCOZ013-R1 | K6-0947E | AIR STORAGE TANK, NB# 885525 | Air Receiver-Remote | HVC | PM | FOS | OPERATING | 4 | 2023-10-23
UAAHCOZ015 | K6-0947E | OXYGEN SENSOR, S/N LC372-0053 | Monitor-Oxygen | HVC | PM | FOS | OPERATING | 4 | 2023-04-11
UAAHCOZ017 | K6-0947E | REFRIGERATED AIR DRYER, S/N 90482 | Refrigeration-Air Dryer | HVC | N/A | XSD | DECOMMISSIONED | 3 | 2018-05-29
UAAHCOZ017-R1 | K6-0947E | REFRIGERATED AIR DRYER | Refrigeration-Air Dryer | HVC | PM | FOS | OPERATING | 4 | 2023-11-10
UAAHHPP004 | K6-0947 | PUMP CIRC #4 DEAN S/N 162510 | Pump-Pad Mount-(HTHW/HW)-Plant | HVC | N/A | XSD | DECOMMISSIONED | 4 | 2019-02-26
UAAHWBH001 | K6-0947 | Boiler #1 | Boilers-HW | HVC | PM | FOS | OPERATING | 4 | 2024-05-14
UAAHWBH002 | K6-0947 | Boiler #2 | Boilers-HW | HVC | PM | FOS | OPERATING | 4 | 2024-05-11
UAAHWET001 | K6-0947 | HW Expansion Tank | Tanks-Expansion-HW | HVC | PM | FOS | OPERATING | 4 | 2024-05-06
UAAHWPP001 | K6-0947 | Boiler Pump #1 | Pump-Pad Mount-(HTHW/HW)-Plant | HVC | PM | FOS | OPERATING | 4 | 2024-05-02
UAAHWPP002 | K6-0947 | Boiler Pump #2 | Pump-Pad Mount-(HTHW/HW)-Plant | HVC | PM | FOS | OPERATING | 4 | 2024-05-02
UAAHWPP010 | K6-0947 | HW Distribution Pump #1 | Pump-Pad Mount-(HTHW/HW)-Plant | HVC | PM | FOS | OPERATING | 4 | 2024-05-06
UAAHWPP020 | K6-0947 | HW Distribution Pump #2 | Pump-Pad Mount-(HTHW/HW)-Plant | HVC | PM | FOS | OPERATING | 4 | 2024-05-08
UAAIAUA001 | K6-0947 | WALL UNIT, BARD | AHU-DX-Wall | HVC | N/A | XSD | DECOMMISSIONED | 3 | 2011-06-14
UAAIAUA002 | K6-0947 | WALL UNIT, BARD | AHU-DX-Wall | HVC | RTF | FOS | OPERATING | 3 | 2011-06-14
UAAIAUA003 | K6-0947E | AHU, BARD, S/N 155J991263350-02 | AHU-DX-Wall | HVC | RTF | FOS | OPERATING | 3 | 2011-03-23
UAAPV182 | K6-0947 | PUMP VACUUM, DUO SEAL S/N 24659 | Vacuum Pump | HVC | N/A | XSD | DECOMMISSIONED | 3 | 2018-10-08
UAARWIM001 | K6-0947 | ICE MACHINE, CUBE, MANITOWOC S/N 20263650 | Refrigeration-Ice Machine-Cube | HVC | N/A | XSD | DECOMMISSIONED | 2 | 2017-11-13
UAARWIM001-R1 | K6-0947 | ICE MACHINE, CUBE, MANITOWOC | Refrigeration-Ice Machine-Cube | HVC | PM | FOS | OPERATING | 4 | 2024-04-09
UAARWRU001 | K6-0947 | Refrigerant Recovery Unit | Refrigerant-Recovery System | HVC | PM | FOS | OPERATING | 5 | 2023-11-17
UAAUCUP003 | K6-0947 | UPS-151, AIR COMPR PLC | UPS-Self Contained Small | HVC | PM | FOS | OPERATING | 4 | 2020-07-23
UAAUCUP004 | K6-0947 | UPS-152, CHILLER #1 PLC | UPS-Self Contained Small | HVC | N/A | XSD | DECOMMISSIONED | 4 | 2020-07-23
UAAUCUP005 | K6-0947 | UPS-153, CHILLER #2 PLC | UPS-Self Contained Small | HVC | N/A | XSD | DECOMMISSIONED | 3 | 2016-07-07
UAAUCUP006 | K6-0947 | UPS-154, CHILLER #3 PLC | UPS-Self Contained Small | HVC | N/A | XSD | DECOMMISSIONED | 3 | 2016-07-07
UAAUCUP007 | K6-0947 | UPS-155, CHILLER #4 PLC | UPS-Self Contained Small | HVC | PM | FOS | OPERATING | 4 | 2020-07-24
UAAUCUP008 | K6-0947 | UPS-156, CHILLER #5 PLC | UPS-Self Contained Small | HVC | N/A | XSD | DECOMMISSIONED | 4 | 2020-07-24
UAE02007 | K6-0947 | MV BUS, 13.8kV, 1200A, SWSTA 700 BUS 1, ENCL BUS PT/CT MTR CONTROL | Bus-MV | EHV | PM | FOS | OPERATING | 4 | 2014-01-24
UAE02008 | K6-0947 | MV BUS, 13.8kV, 1200A, SWSTA 700 BUS 2, ENCL BUS PT/CT MTR CONTROL | Bus-MV | EHV | PM | FOS | OPERATING | 4 | 2024-03-18
UAE02701 | K6-0947 | VCB, 13.8kV, 1200A, SWSTA 700 BUS 1, CUB 1A, FDR SS 821A LCC, ABB | Circuit Breaker-VCB | EHV | PM | FOS | OPERATING | 4 | 2014-01-24
UAE0270101 | K6-0947 | RELAY, SS 700 BUS 1 VCB 1A TO SS 821A LCC | Relays-MV | EHV | PM | FOS | OPERATING | 4 | 2023-10-24
UAE02702 | K6-0947 | VCB, 13.8kV, 1200A, SWSTA 700 BUS 1, CUB 1B, FDR VFI 760/S1, ABB | Circuit Breaker-VCB | EHV | PM | FOS | OPERATING | 4 | 2014-01-24
UAE0270201 | K6-0947 | RELAY, SS 700 BUS 1 VCB 1B TO VFI 760/S1 | Relays-MV | EHV | PM | FOS | OPERATING | 4 | 2023-10-24
UAE02703 | K6-0947 | VCB, 13.8kV, 1200A, SWSTA 700 BUS 1, CUB 2A, FDR SS 830B UA, ABB | Circuit Breaker-VCB | EHV | PM | FOS | OPERATING | 4 | 2014-01-24
UAE0270301 | K6-0947 | RELAY, SS 700 BUS 1 VCB 2A TO SS 830B UA | Relays-MV | EHV | PM | FOS | OPERATING | 4 | 2023-10-25
UAE02704 | K6-0947 | VCB, 13.8kV, 1200A, SWSTA 700 BUS 1, CUB 2B, FDR LBS 724/1 TWR A, ABB | Circuit Breaker-VCB | EHV | PM | FOS | OPERATING | 3 | 2014-01-24
UAE0270401 | K6-0947 | RELAY, SS 700 BUS 1 VCB 2B TO LBS 724/1 TWR A | Relays-MV | EHV | PM | FOS | OPERATING | 4 | 2023-10-23
UAE02705 | K6-0947 | VCB, 13.8kV, 1200A, SWSTA 700 BUS 1, CUB 3A, FDR SS 1129, ABB | Circuit Breaker-VCB | EHV | PM | FOS | OPERATING | 3 | 2014-01-24
UAE0270501 | K6-0947 | RELAY, SS 700 BUS 1 VCB 3A TO SS 1129 | Relays-MV | EHV | PM | FOS | OPERATING | 4 | 2023-10-26
UAE02706 | K6-0947 | VCB, 13.8kV, 1200A, SWSTA 700 BUS 1, CUB 3B, FDR SS 820B LCC, ABB | Circuit Breaker-VCB | EHV | PM | FOS | OPERATING | 3 | 2014-01-24
UAE0270601 | K6-0947 | RELAY, SS 700 BUS 1 VCB 3B TO SS 820B LCC | Relays-MV | EHV | PM | FOS | OPERATING | 4 | 2023-10-26
UAE02707 | K6-0947 | VCB, 13.8kV, 1200A, SWSTA 700 BUS 1, CUB 4B, FDR LBS 742/1 TWR D, ABB | Circuit Breaker-VCB | EHV | PM | FOS | OPERATING | 4 | 2014-01-24
UAE0270701 | K6-0947 | RELAY, SS 700 BUS 1 VCB 4B TO LBS 742/1 TWR D | Relays-MV | EHV | PM | FOS | OPERATING | 4 | 2023-10-24
UAE02708 | K6-0947 | VCB, 13.8kV, 1200A, SWSTA 700 BUS 1, CUB 5B, MAIN A TO C-5 FDR 517, ABB | Circuit Breaker-VCB | EHV | PM | FOS | OPERATING | 4 | 2014-01-24
UAE0270801 | K6-0947 | RELAY, SS 700 BUS 1 VCB 5B MAIN A TO C-5 FDR 517 | Relays-MV | EHV | PM | FOS | OPERATING | 4 | 2023-10-26
UAE02709 | K6-0947 | VCB, 13.8kV, 1200A, SWSTA 700 BUS 1, CUB 6A, TIE 1-2 FDR 517/607, ABB | Circuit Breaker-VCB | EHV | PM | FOS | OPERATING | 4 | 2024-03-14
UAE0270901 | K6-0947 | RELAY, SS 700 BUS 1 VCB 6A BUS TIE 1-2 FDR 517/607 | Relays-MV | EHV | PM | FOS | OPERATING | 4 | 2023-10-24
UAE02801 | K6-0947 | VCB, 13.8kV, 1200A, 700 BUS 2, CUB 7A, FDR SS 820A LCC, ABB | Circuit Breaker-VCB | EHV | PM | FOS | OPERATING | 4 | 2024-03-13
UAE0280101 | K6-0947 | RELAY, SS 700 BUS 2 VCB 7A TO SS 820A LCC | Relays-MV | EHV | PM | FOS | OPERATING | 4 | 2023-10-25
UAE02802 | K6-0947 | VCB, 13.8kV, 1200A, SS 700 BUS 2, CUB 7B, FDR LBS 723/2 TWR A, ABB | Circuit Breaker-VCB | EHV | PM | FOS | OPERATING | 4 | 2024-03-13
UAE0280201 | K6-0947 | RELAY, SS 700 BUS 2 VCB 7B TO LBS 723/2 TWR A | Relays-MV | EHV | PM | FOS | OPERATING | 4 | 2023-10-25
UAE02803 | K6-0947 | VCB, 13.8kV, 1200A, SS 700 BUS 2, CUB 8B, MAIN B TO C5 FDR 607, ABB | Circuit Breaker-VCB | EHV | PM | FOS | OPERATING | 3 | 2024-03-12
UAE0280301 | K6-0947 | RELAY, SS 700 BUS 2 VCB 8B MAIN B TO C-5 FDR 607 | Relays-MV | EHV | PM | FOS | OPERATING | 4 | 2023-10-23
UAE02804 | K6-0947 | VCB, 13.8kV, 1200A, SS 700 BUS 2, CUB 9A, FDR SS 830A UA, ABB | Circuit Breaker-VCB | EHV | PM | FOS | OPERATING | 3 | 2024-03-13
UAE0280401 | K6-0947 | RELAY, SS 700 BUS 2 VCB 9A TO SS 830A UA | Relays-MV | EHV | PM | FOS | OPERATING | 4 | 2023-10-25
UAE02805 | K6-0947 | VCB, 13.8kV, 1200A, SS 700 BUS 2, CUB 9B, FDR LBS 745/1 TWR D, ABB | Circuit Breaker-VCB | EHV | PM | FOS | OPERATING | 4 | 2024-03-13
UAE0280501 | K6-0947 | RELAY, SS 700 BUS 2 VCB 9B TO 745/1 TWR D | Relays-MV | EHV | PM | FOS | OPERATING | 4 | 2023-10-26
UAE02806 | K6-0947 | VCB, 13.8kV, 1200A, SS 700 BUS 2, CUB 10A, FDR VFAT 762/2 UA, ABB | Circuit Breaker-VCB | EHV | PM | FOS | OPERATING | 4 | 2024-03-13
UAE0280601 | K6-0947 | RELAY, SS 700 BUS 2 VCB 10A TO VFI 762/2 UA | Relays-MV | EHV | PM | FOS | OPERATING | 4 | 2023-10-27
UAE02807 | K6-0947 | VCB, 13.8kV, 1200A, SS 700 BUS 2, CUB 11A, FDR LBS 741/1 TWR D, ABB | Circuit Breaker-VCB | EHV | PM | FOS | OPERATING | 4 | 2024-03-11
UAE0280701 | K6-0947 | RELAY, SS 700 BUS 2 VCB 11A TO LBS 741/1 TWR D | Relays-MV | EHV | PM | FOS | OPERATING | 4 | 2023-10-23
UAE02808 | K6-0947 | VCB, 13.8kV, 1200A, SS 700 BUS 2, CUB 11B, FDR SPARE, ABB | Circuit Breaker-VCB | EHV | PM | FOS | OPERATING | 4 | 2024-03-14
UAE0280801 | K6-0947 | RELAY, SS 700 BUS 2 VCB 11B SPARE | Relays-MV | EHV | PM | FOS | OPERATING | 4 | 2023-10-23
UAE04001 | K6-1141 | VFI 762 15KV 600A S#1001466 4 POS SF6 GAS P-E | Vacuum Fault Interrupter | EHV | PT | FOS | OPERATING | 2 | 2020-08-10
UAE04002 | K6-0947 | VFI 760 15KV 600A S#637-01-0013 G&W | Vacuum Fault Interrupter | EHV | PT | FOS | OPERATING | 4 | 2024-03-11
UAE0400201 | K6-0947 | MULTI PHASE TIME OVRCRRNT VFI 760 V1 | Relays-MV | EHV | PM | FOS | OPERATING | 4 | 2022-05-12
UAE0400202 | K6-0947 | MULTI PHASE TIME OVRCRRNT VFI 760 V2 | Relays-MV | EHV | PM | FOS | OPERATING | 4 | 2022-05-12
UAE0400203 | K6-0947 | MULTI PHASE TIME OVRCRRNT VFI 760 V3 | Relays-MV | EHV | PM | FOS | OPERATING | 4 | 2022-05-12
UAE08000 | K6-0947 | VACUUM CIRCUIT BREAKER SS 829A PRI 15KV ABB | Circuit Breaker-VCB | EHV | N/A | XSD | DECOMMISSIONED | 4 | 2016-02-19
UAE0800001 | K6-0947 | RELAY XFMR DIFF SS 829A BE1-87T BASLER | Relays-MV | EHV | N/A | XSD | DECOMMISSIONED | 4 | 2018-02-21
UAE0800002 | K6-0947 | RELAY 3PH GRD OC 829A PRIMARY, MMCO | Relays-MV | EHV | N/A | XSD | DECOMMISSIONED | 4 | 2018-12-10
UAE0800003 | K6-0947 | RELAY 1 PHASE NEUTRAL OVERCURRENT SS 829A PRI. ABB | Relays-MV | EHV | N/A | XSD | DECOMMISSIONED | 3 | 2018-02-16
UAE08001 | K6-0947 | SS 829A 10,000KVA 13.8KV-4160V FR3 OIL TYPE COOPER | Transformers-Oil-MV | EHV | N/A | XSD | DECOMMISSIONED | 4 | 2016-02-19
UAE08002 | K6-0947 | VACUUM CIRCUIT BREAKER MCC A MAIN 4160V 2000A CUB F1 SQ D | Circuit Breaker-VCB | EHV | N/A | XSD | DECOMMISSIONED | 4 | 2014-01-03
UAE0800201 | K6-0947 | RELAY 3PH GRD OC 829A CUB F1 MMCO | Relays-MV | EHV | N/A | XSD | DECOMMISSIONED | 4 | 2016-01-03
UAE08004 | K6-0947 | VACUUM CIRCUIT BREAKER CONTACTOR COND PUMP #2 4160V 1200A CUB B2 SQ D | Circuit Breaker-VCB | EHV | N/A | XSD | DECOMMISSIONED | 4 | 2014-01-03
UAE0800401 | K6-0947 | RELAY OC IQ 1000/1000-2 COND WP#2 CUB B2 WESTINGHOUSE | Relays-MV | EHV | N/A | XSD | DECOMMISSIONED | 4 | 2016-01-02
UAE08005 | K6-0947 | VACUUM CIRCUIT BREAKER CONTACTOR COND PUMP #4 4160V 1200A CUB A2 SQ D | Circuit Breaker-VCB | EHV | N/A | XSD | DECOMMISSIONED | 4 | 2014-01-03
UAE0800501 | K6-0947 | RELAY OC IQ 1000/1000-2 COND WP#4 CUB A2 WESTINGHOUSE | Relays-MV | EHV | N/A | XSD | DECOMMISSIONED | 4 | 2016-01-02
UAE08006 | K6-0947 | VACUUM CIRCUIT BREAKER CONTACTOR CHILLER #5 4160V 1200A CUB C2 SQ D | Circuit Breaker-VCB | EHV | N/A | XSD | DECOMMISSIONED | 4 | 2014-01-03
UAE0800601 | K6-0947 | RELAY DIF CHLR #5 CUB C2 BASLER | Relays-MV | EHV | N/A | XSD | DECOMMISSIONED | 4 | 2016-01-02
UAE0800602-R1 | K6-0947 | RELAY MOTOR PROTECTION, MP-3000, UA CHILLER #5 | Relays-MV | EHV | N/A | XSD | DECOMMISSIONED | 4 | 2016-01-03
UAE08007 | K6-0947 | VACUUM CIRCUIT BREAKER CONTACTOR CHILLER #4 4160V 1200A CUB D2 SQ D | Circuit Breaker-VCB | EHV | N/A | XSD | DECOMMISSIONED | 4 | 2014-01-05
UAE0800701 | K6-0947 | RELAY DIFF CHLR #4 CUB D2 BASLER | Relays-MV | EHV | N/A | XSD | DECOMMISSIONED | 4 | 2016-01-02
UAE0800702-R1 | K6-0947 | RELAY MOTOR PROTECTION, MP-3000, UA CHILLER #4 | Relays-MV | EHV | N/A | XSD | DECOMMISSIONED | 4 | 2016-01-03
UAE08008 | K6-0947 | VACUUM CIRCUIT BREAKER CONTACTOR CHILLER #3 4160V 1200A CUB E2 SQ D | Circuit Breaker-VCB | EHV | N/A | XSD | DECOMMISSIONED | 4 | 2014-01-05
UAE0800801 | K6-0947 | RELAY DIFF CHLR #3 CUB E2 BASLER | Relays-MV | EHV | N/A | XSD | DECOMMISSIONED | 3 | 2016-01-14
UAE08012 | K6-0947 | VACUUM CIRCUIT BREAKER TO SS 1125A 4160V 1200A CUB A1 SQ D | Circuit Breaker-VCB | EHV | N/A | XSD | DECOMMISSIONED | 4 | 2014-01-05
UAE0801201 | K6-0947 | RELAY 3 PH OC USS 1125A PRI CUB A1 MMCO | Relays-MV | EHV | N/A | XSD | DECOMMISSIONED | 4 | 2015-12-31
UAE0801202 | K6-0947 | RELAY 1 PHASE GROUND OVERCURRENT USS 1125A PRI CUB A1 ABB | Relays-MV | EHV | N/A | XSD | DECOMMISSIONED | 4 | 2015-12-31
UAE0801302 | K6-0947 | RELAY 1 PHASE GROUND OVERCURRENT SPARE FEEDER CUB B1 ABB | Relays-MV | EHV | N/A | XSD | DECOMMISSIONED | 4 | 2016-01-03
UAE09000 | K6-0947 | VACUUM CIRCUIT BREAKER SS 829B PRI 15KV ABB | Circuit Breaker-VCB | EHV | N/A | XSD | DECOMMISSIONED | 3 | 2017-08-28
UAE0900001 | K6-0947 | RELAY XFMR DIFF SS 829B BE1-87T BASLER | Relays-MV | EHV | N/A | XSD | DECOMMISSIONED | 4 | 2018-02-22
UAE0900002 | K6-0947 | RELAY 3PH GRD OC 829B PRIMARY, MMCO ABB | Relays-MV | EHV | N/A | XSD | DECOMMISSIONED | 4 | 2018-02-20
UAE0900003 | K6-0947 | RELAY 1 PHASE NEUTRAL OVERCURRENT SS 829B PRI. ABB | Relays-MV | EHV | N/A | XSD | DECOMMISSIONED | 3 | 2018-02-16
UAE09001 | K6-0947 | SS 829B 10,000KVA 13.8KV-4160V FR3 OIL TYPE COOPER | Transformers-Oil-MV | EHV | N/A | XSD | DECOMMISSIONED | 4 | 2016-02-11
UAE09002 | K6-0947 | VACUUM CIRCUIT BREAKER MCC B MAIN 4160V 2000A CUB J1 SQ D | Circuit Breaker-VCB | EHV | N/A | XSD | DECOMMISSIONED | 3 | 2013-12-31
UAE0900201 | K6-0947 | RELAY 3PH GRD OC, 829B, MMCO CUB J1 ABB | Relays-MV | EHV | N/A | XSD | DECOMMISSIONED | 4 | 2016-01-03
UAE09004 | K6-0947 | VACUUM CIRCUIT BREAKER MCC A&B TIE 4160V 2000A CUB H2 SQ D | Circuit Breaker-VCB | EHV | N/A | XSD | DECOMMISSIONED | 3 | 2014-01-02
UAE0900401 | K6-0947 | RELAY 3 PH OC 829 TIE CUB H2 MMCO | Relays-MV | EHV | N/A | XSD | DECOMMISSIONED | 4 | 2016-01-03
UAE0900402 | K6-0947 | RELAY GROUND OC 829 TIE CUB H2 51G1 MCO | Relays-MV | EHV | N/A | XSD | DECOMMISSIONED | 4 | 2016-01-03
UAE0900403 | K6-0947 | RELAY GROUND OC 829 TIE CUB H2 51G2 MCO | Relays-MV | EHV | N/A | XSD | DECOMMISSIONED | 4 | 2016-01-03
UAE0900404 | K6-0947 | RELAY SYNC CHECK, ATS CONTROL CUB H1 BASLER | Relays-MV | EHV | N/A | XSD | DECOMMISSIONED | 4 | 2016-01-02
UAE09007 | K6-0947 | VACUUM CIRCUIT BREAKER CONTACTOR COND PUMP #3 4160V 1200A CUB N2 SQ D | Circuit Breaker-VCB | EHV | N/A | XSD | DECOMMISSIONED | 3 | 2014-01-02
UAE0900701 | K6-0947 | RELAY OC IQ 1000/1000-2 COND WP#3 CUB N2 WESTINGHOUSE | Relays-MV | EHV | N/A | XSD | DECOMMISSIONED | 4 | 2015-12-29
UAE09008 | K6-0947 | VACUUM CIRCUIT BREAKER CONTACTOR COND PUMP #1 4160V 1200A CUB M2 SQ D | Circuit Breaker-VCB | EHV | N/A | XSD | DECOMMISSIONED | 3 | 2014-01-02
UAE0900801 | K6-0947 | RELAY OC IQ 1000/1000-2 COND WP#1 CUB M2 WESTINGHOUSE | Relays-MV | EHV | N/A | XSD | DECOMMISSIONED | 4 | 2015-12-29
UAE09009 | K6-0947 | VACUUM CIRCUIT BREAKER CONTACTOR CHILLER #2 4160V 1200A CUB L2 SQ D | Circuit Breaker-VCB | EHV | N/A | XSD | DECOMMISSIONED | 3 | 2014-01-02
UAE0900901 | K6-0947 | RELAY DIFF CHLR #2 CUB L2 BASLER | Relays-MV | EHV | N/A | XSD | DECOMMISSIONED | 4 | 2015-12-27
UAE0900902-R1 | K6-0947 | RELAY MOTOR PROTECTION, MP-3000, UA CHILLER #2 | Relays-MV | EHV | N/A | XSD | DECOMMISSIONED | 4 | 2015-12-29
UAE0900903 | K6-0947 | BREAKER SOFT STARTER CHILLER #2 BENSHAW | Motor Starter | EHV | RTF | FOS | OPERATING | 5 | 2011-05-26
UAE09010 | K6-0947 | VACUUM CIRCUIT BREAKER CONTACTOR CHILLER #1 4160V 1200A CUB K2 SQ D | Circuit Breaker-VCB | EHV | N/A | XSD | DECOMMISSIONED | 4 | 2014-01-03
UAE0901001 | K6-0947 | RELAY DIFF CHLR #1 CUB K2 BASLER | Relays-MV | EHV | N/A | XSD | DECOMMISSIONED | 4 | 2016-01-03
UAE0901002-R1 | K6-0947 | RELAY MOTOR PROTECTION, MP-3000, UA CHILLER #1 | Relays-MV | EHV | N/A | XSD | DECOMMISSIONED | 4 | 2015-12-29
UAE0901003 | K6-0947 | BREAKER SOFT STARTER CHILLER #1 BENSHAW | Motor Starter | EHV | RTF | FOS | OPERATING | 5 | 2011-05-26
UAE09014 | K6-0947 | VACUUM CIRCUIT BREAKER TO SS 1125B 4160V 1200A CUB N1 SQ D | Circuit Breaker-VCB | EHV | N/A | XSD | DECOMMISSIONED | 4 | 2014-01-02
UAE0901401 | K6-0947 | RELAY 3 PH OC USS 1125B PRI CUB N1 MMCO | Relays-MV | EHV | N/A | XSD | DECOMMISSIONED | 4 | 2015-12-31
UAE0901402 | K6-0947 | RELAY GROUND OC USS 1125B PRI CUB N1 MCO | Relays-MV | EHV | N/A | XSD | DECOMMISSIONED | 4 | 2015-12-30
UAE09015 | K6-0947 | VACUUM CIRCUIT BREAKER CONTACTOR CHILLER #4.5 4160V 1200A CUB M1 SQ D | Circuit Breaker-VCB | EHV | N/A | XSD | DECOMMISSIONED | 3 | 2014-01-02
UAE0901501 | K6-0947 | RELAY, 3PH OVERCURRENT, CHILLER #4.5 CUB M1 ABB | Relays-MV | EHV | N/A | XSD | DECOMMISSIONED | 4 | 2015-12-30
UAE0901502 | K6-0947 | RELAY 1 PHASE GROUND OVERCURRENT CHILLER #4.5 CUB M1 ABB | Relays-MV | EHV | N/A | XSD | DECOMMISSIONED | 4 | 2015-12-30
UAE0901503 | K6-0947 | BREAKER STARTER CHILLER #4.5 BENSHAW | Motor Starter | EHV | RTF | FOS | OPERATING | 4 | 2011-05-27
UAE13101 | K6-0947 | SS-1125,Â Substation Secondary, Utility Annex | Substation-LV-Draw Out | ELV | N/A | XSD | DECOMMISSIONED | 4 | 2015-12-26
UAE13200 | K6-0947 | Circuit Breaker, SS-1125A Main BKR 2000A 480V CUB 1B | Circuit Breaker-LV Draw Out | ELV | N/A | XSD | DECOMMISSIONED | 4 | 2013-12-31
UAE1320001 | K6-0947 | RELAY DIGITRIP PLS 100-4KA SS 1125A MAIN BKR CUB 1B WESTINGHOUSE | Relays-Trip Units | EHV | N/A | XSD | DECOMMISSIONED | 4 | 2013-12-26
UAE13201 | K6-0947 | Circuit Breaker, SS-1125A PNL D 200A 480V CUB 1C | Circuit Breaker-LV Draw Out | ELV | N/A | XSD | DECOMMISSIONED | 4 | 2013-12-31
UAE1320101 | K6-0947 | RELAY DIGITRIP PLS 100-4KA SS 1125A PNL D BKR CUB 1C WESTINGHOUSE | Relays-Trip Units | EHV | N/A | XSD | DECOMMISSIONED | 4 | 2013-12-26
UAE13202 | K6-0947 | Circuit Breaker, SS-1125 SCHP 1&2 800A 480V CUB 1D | Circuit Breaker-LV Draw Out | ELV | N/A | XSD | DECOMMISSIONED | 4 | 2013-12-31
UAE1320201 | K6-0947 | RELAY DIGITRIP PLSI 100-4KA SCHP 1&2 BKR CUB 1D WESTINGHOUSE | Relays-Trip Units | EHV | N/A | XSD | DECOMMISSIONED | 4 | 2013-12-26
UAE13203 | K6-0947 | ACB AIR COMPRESSOR #1 400A 480V CUB 2A SQ D | Circuit Breaker-LV Draw Out | ELV | N/A | XSD | DECOMMISSIONED | 4 | 2013-12-31
UAE1320301 | K6-0947 | RELAY DIGITRIP PLSI 100-4KA AIR COMPRESSOR #1 BKR CUB 2A WESTINGHOUSE | Relays-Trip Units | EHV | N/A | XSD | DECOMMISSIONED | 4 | 2013-12-26
UAE13204 | K6-0947 | Circuit Breaker, SS-1125 Air Compressor #2 400A 480V CUB 2B | Circuit Breaker-LV Draw Out | ELV | N/A | XSD | DECOMMISSIONED | 4 | 2014-01-06
UAE1320401 | K6-0947 | RELAY DIGITRIP PLSI 100-4KA AIR COMPRESSOR #2 BKR CUB 2B WESTINGHOUSE | Relays-Trip Units | EHV | N/A | XSD | DECOMMISSIONED | 4 | 2013-12-26
UAE13205 | K6-0947 | Circuit Breaker, SS-1125 PP-5 200A 480V CUB 2C | Circuit Breaker-LV Draw Out | ELV | N/A | XSD | DECOMMISSIONED | 4 | 2014-01-06
UAE1320501 | K6-0947 | RELAY DIGITRIP PLSI 100-4KA PP-5 BKR CUB 2C WESTINGHOUSE | Relays-Trip Units | EHV | N/A | XSD | DECOMMISSIONED | 4 | 2013-12-26
UAE13206 | K6-0947 | Circuit Breaker, SS-1125 PP-4 200A 480V CUB 2D | Circuit Breaker-LV Draw Out | ELV | N/A | XSD | DECOMMISSIONED | 4 | 2013-12-31
UAE1320601 | K6-0947 | Circuit Breaker, SS-1125 PP-4 200A 480V CUB 3B | Relays-Trip Units | EHV | N/A | XSD | DECOMMISSIONED | 4 | 2013-12-26
UAE13207 | K6-0947 | Circuit Breaker, SS-1125 PP-3 200A 480V CUB 3B | Circuit Breaker-LV Draw Out | ELV | N/A | XSD | DECOMMISSIONED | 3 | 2014-01-03
UAE1320701 | K6-0947 | RELAY DIGITRIP PLSI 100-4KA PP-3 BKR CUB 3B WESTINGHOUSE | Relays-Trip Units | EHV | N/A | XSD | DECOMMISSIONED | 4 | 2013-12-26
UAE13208 | K6-0947 | Circuit Breaker, 800A Frane, SQ D Type DS-206H CUB 3C | Circuit Breaker-LV Draw Out | ELV | N/A | XSD | DECOMMISSIONED | 3 | 2014-01-03
UAE1320801 | K6-0947 | RELAY DIGITRIP RMS 510 UA USS-1125A MCC A BKR 3C | Relays-Trip Units | ELV | N/A | XSD | DECOMMISSIONED | 4 | 2013-12-26
UAE13400 | K6-0947 | SS-1125A 2NDARY 2000A 480V SQ D | Bus-LV | ELV | N/A | XSD | DECOMMISSIONED | 3 | 2014-01-06
UAE14200 | K6-0947 | Circuit Breaker, SS-1125B Main BKR 2000A 480V CUB 7B | Circuit Breaker-LV Draw Out | ELV | N/A | XSD | DECOMMISSIONED | 3 | 2014-01-03
UAE1420001 | K6-0947 | RELAY DIGITRIP SS 1125B MAIN 480V CUB 7B CH | Relays-Trip Units | EHV | N/A | XSD | DECOMMISSIONED | 4 | 2013-12-26
UAE14201 | K6-0947 | Circuit Breaker, SS-1125 Air Compressor #3 400A 480V CUB 5B | Circuit Breaker-LV Draw Out | ELV | N/A | XSD | DECOMMISSIONED | 4 | 2014-01-06
UAE1420101 | K6-0947 | RELAY DIGITRIP PLSI 100-4KA AIR COMPRESSOR #3 BKR CUB 5B WESTINGHOUSE | Relays-Trip Units | EHV | N/A | XSD | DECOMMISSIONED | 4 | 2013-12-26
UAE14202 | K6-0947 | Circuit Breaker, SS-1125 Air Compressor #4 400A 480V CUB 5C | Circuit Breaker-LV Draw Out | ELV | N/A | XSD | DECOMMISSIONED | 4 | 2013-12-31
UAE1420201 | K6-0947 | RELAY DIGITRIP PLSI 100-4KA AIR COMPRESSOR #4 CUB 5C WESTINGHOUSE | Relays-Trip Units | EHV | N/A | XSD | DECOMMISSIONED | 4 | 2013-12-26
UAE14203 | K6-0947 | Circuit Breaker, SS-1125 PP-2 200A 480V CUB 5D | Circuit Breaker-LV Draw Out | ELV | N/A | XSD | DECOMMISSIONED | 4 | 2013-12-31
UAE1420301 | K6-0947 | RELAY DIGITRIP PLSI 100-4KA PP-2 BKR CUB 5D WESTINGHOUSE | Relays-Trip Units | EHV | N/A | XSD | DECOMMISSIONED | 4 | 2014-01-02
UAE14204 | K6-0947 | Circuit Breaker, SS-1125 PP-1 200A 480V CUB 6B | Circuit Breaker-LV Draw Out | ELV | N/A | XSD | DECOMMISSIONED | 4 | 2013-12-31
UAE1420401 | K6-0947 | RELAY DIGITRIP PP-1 480V CUB 6B CH | Relays-Trip Units | EHV | N/A | XSD | DECOMMISSIONED | 4 | 2013-12-26
UAE14205 | K6-0947 | Circuit Breaker, SS-1125 SCHP 3&4 800A CUB 6C | Circuit Breaker-LV Draw Out | ELV | N/A | XSD | DECOMMISSIONED | 4 | 2013-12-31
UAE1420501 | K6-0947 | RELAY DIGITRIP PLSI 100-4KA SCHP 3&4 BKR CUB 6C WESTINGHOUSE | Relays-Trip Units | EHV | N/A | XSD | DECOMMISSIONED | 4 | 2014-01-02
UAE14206 | K6-0947 | Circuit Breaker, SS-1125 MCC 3 800A 480V CUB 4C | Circuit Breaker-LV Draw Out | ELV | N/A | XSD | DECOMMISSIONED | 4 | 2014-01-05
UAE1420601 | K6-0947 | RELAY DIGITRIP MCC 3 480V CUB 4C CH | Relays-Trip Units | EHV | N/A | XSD | DECOMMISSIONED | 4 | 2013-12-26
UAE14207 | K6-0947 | Circuit Breaker, SS-1125 MCC 4 800A 480V CUB 4D | Circuit Breaker-LV Draw Out | ELV | N/A | XSD | DECOMMISSIONED | 4 | 2014-01-05
UAE1420701 | K6-0947 | RELAY DIGITRIP MCC 4 480V CUB 4D CH | Relays-Trip Units | EHV | N/A | XSD | DECOMMISSIONED | 4 | 2013-12-26
UAE14208 | K6-0947 | Circuit breaker, 800A Frame, SQ D Type DS-206H, CUB 5A | Circuit Breaker-LV Draw Out | ELV | N/A | XSD | DECOMMISSIONED | 4 | 2014-01-05
UAE1420801 | K6-0947 | RELAY DIGITRIP RMS 510 UA USS-1125B MCC B BKR 5A | Relays-Trip Units | ELV | N/A | XSD | DECOMMISSIONED | 4 | 2013-12-26
UAE14300 | K6-0947 | Circuit Breaker, SS-1125 TIE BKR 2000A 480A CUB 4B | Circuit Breaker-LV Draw Out | ELV | N/A | XSD | DECOMMISSIONED | 4 | 2013-12-31
UAE1430001 | K6-0947 | RELAY DIGITRIP PLS 100-4KA TIE BKR CUB 4B WESTINGHOUSE | Relays-Trip Units | EHV | N/A | XSD | DECOMMISSIONED | 4 | 2014-01-02
UAE14400 | K6-0947 | SS-1125B 2NDARY 2000A 480V SQ D | Bus-LV | ELV | N/A | XSD | DECOMMISSIONED | 4 | 2014-01-06
UAE15001 | K6-0947 | MCC-1, 480/277V, 800A MLO, SIEMENS | MCC | ELV | PM | FOS | OPERATING | 4 | 2022-12-13
UAE16001 | K6-0947 | MCC-2, 480/277V, 800A MLO, SIEMENS | MCC | ELV | PM | FOS | OPERATING | 4 | 2022-12-09
UAE17001 | K6-0947 | MCC-3, 480/277V, 800A MLO, SIEMENS | MCC | ELV | PM | FOS | OPERATING | 4 | 2022-12-12
UAE2900101 | K6-0947 | Relay, SS 829T Primary SEL-787 Schweitzer | Relays-MV | EHV | PM | FOS | OPERATING | 4 | 2024-01-08
UAE30001 | K6-0947 | SS 830A 750KVA 13.8KV-480/277V FR3 OIL PDMT COOPER | Transformers-Oil-MV | EHV | PM | FOS | OPERATING | 4 | 2024-01-13
UAE30002 | K6-0947 | BREAKER SS 830 MAIN A-SIDE 1600A 480V CUB. 1B SQ-D | Circuit Breaker-LV Draw Out | ELV | PMHL | FOS | OPERATING | 4 | 2013-12-31
UAE3000201 | K6-0947 | RELAY CUB. 1B LSI 400-6000AS MICRLOGIC 5.0P SQ D | Relays-Trip Units | ELV | PMHL | FOS | OPERATING | 5 | 2013-12-26
UAE3000203 | K6-0947 | VOLTAGE PHASE SEQ. RELAY, BE1-47N, SS830, A-SIDE | Relays-LV | ELV | RTF | FOS | OPERATING | 4 | 2012-01-06
UAE30003 | K6-0947 | SS 830A SECONDARY 1600A BUS 480 VOLT SQ D | Bus-LV | ELV | PMHL | FOS | OPERATING | 4 | 2014-01-06
UAE30004 | K6-0947 | BREAKER 1C SS 830 SPARE 800A/800A SQ D | Circuit Breaker-LV Draw Out | ELV | PMHL | FOS | OPERATING | 4 | 2013-12-31
UAE3000401 | K6-0947 | RELAY 1C LSI 400-6000AS MICRLOGIC 5.0P SQ D | Relays-Trip Units | ELV | PMHL | FOS | OPERATING | 5 | 2013-12-26
UAE30005 | K6-0947 | BREAKER 1D SS 830 SPARE 800A/800A SQ D | Circuit Breaker-LV Draw Out | ELV | PMHL | FOS | OPERATING | 4 | 2014-01-10
UAE3000501 | K6-0947 | RELAY 1D LSI 400-6000AS MICRLOGIC 5.0P SQ D | Relays-Trip Units | ELV | PMHL | FOS | OPERATING | 5 | 2013-12-26
UAE30006 | K6-0947 | BREAKER 2A SS 830 PANEL A 800A/225A SQ D | Circuit Breaker-LV Draw Out | ELV | PMHL | FOS | OPERATING | 4 | 2013-12-31
UAE3000601 | K6-0947 | RELAY 2A LSI 100-250AS MICRLOGIC 5.0P SQ D | Relays-Trip Units | ELV | PMHL | FOS | OPERATING | 5 | 2013-12-26
UAE30007 | K6-0947 | BREAKER 2C SS 830 MCC-2 FDR 800/600 SQ D | Circuit Breaker-LV Draw Out | ELV | PMHL | FOS | OPERATING | 4 | 2013-12-31
UAE3000701 | K6-0947 | RELAY 2C LSI 400-6000AS MICRLOGIC 5.0P SQ D | Relays-Trip Units | ELV | PMHL | FOS | OPERATING | 5 | 2013-12-26
UAE30009 | K6-0947 | BREAKER 3B SS 830 TIE 1600/1200 SQ D | Circuit Breaker-LV Draw Out | ELV | PMHL | FOS | OPERATING | 4 | 2013-12-31
UAE3000901 | K6-0947 | RELAY 3B LSI 400-6000AS MICRLOGIC 5.0P SQ D | Relays-Trip Units | ELV | PMHL | FOS | OPERATING | 5 | 2013-12-26
UAE3000902 | K6-0947 | SYNC CHECK RELAY, BE1-25, SS830, TIE | Relays-LV | ELV | RTF | FOS | OPERATING | 4 | 2012-01-10
UAE30011 | K6-0947 | ATS-A1, 480/277V, 600A, CUTLER-HAMMER | ATS | ELV | PM | FOS | OPERATING | 4 | 2024-02-01
UAE31001 | K6-0947 | SS 830B 750KVA 13.8KV-480/277V FR3 OIL PDMT COOPER | Transformers-Oil-MV | EHV | PM | FOS | OPERATING | 4 | 2024-01-31
UAE31002 | K6-0947 | BREAKER SS 830 MAIN B-SIDE 1600A 480V CUB. 6B SQ-D | Circuit Breaker-LV Draw Out | ELV | PMHL | FOS | OPERATING | 4 | 2013-12-31
UAE3100201 | K6-0947 | RELAY 6B LSI 400-6000AS MICRLOGIC 5.0P SQ D | Relays-Trip Units | ELV | PMHL | FOS | OPERATING | 5 | 2013-12-26
UAE3100202 | K6-0947 | SYNC CHECK RELAY, BE1-25, SS830, B-SIDE | Relays-LV | ELV | RTF | FOS | OPERATING | 4 | 2012-01-10
UAE3100203 | K6-0947 | VOLTAGE PHASE SEQ. RELAY, BE1-47N, SS830, B-SIDE | Relays-LV | ELV | RTF | FOS | OPERATING | 4 | 2012-01-11
UAE31003 | K6-0947 | SS 830B SECONDARY BUS 480 VOLT SQ D | Bus-LV | ELV | PMHL | FOS | OPERATING | 4 | 2013-12-31
UAE31004 | K6-0947 | BREAKER 6C SS 830 SPARE FDR BKR 800/600 SQ D | Circuit Breaker-LV Draw Out | ELV | PMHL | FOS | OPERATING | 4 | 2013-12-31
UAE3100401 | K6-0947 | RELAY 6C LSI 400-6000AS MICRLOGIC 5.0P SQ D | Relays-Trip Units | ELV | PMHL | FOS | OPERATING | 5 | 2013-12-26
UAE31006 | K6-0947 | BREAKER 5A SS 830 OZONE BLDG FDR 800/300 SQ D | Circuit Breaker-LV Draw Out | ELV | PMHL | FOS | OPERATING | 4 | 2013-12-31
UAE3100601 | K6-0947 | RELAY 5A LSI 400-6000AS MICRLOGIC 5.0P SQ D | Relays-Trip Units | ELV | PMHL | FOS | OPERATING | 5 | 2013-12-26
UAE31007 | K6-0947 | BREAKER 5C SS 830 MCC-1 FDR 800/600 SQ D | Circuit Breaker-LV Draw Out | ELV | PMHL | FOS | OPERATING | 4 | 2013-12-31
UAE3100701 | K6-0947 | RELAY 5C LSI 400-6000AS MICRLOGIC 5.0P SQ D | Relays-Trip Units | ELV | PMHL | FOS | OPERATING | 5 | 2013-12-26
UAE31009 | K6-0947 | BREAKER 4A SS 830 ATS-A1 EMERG FDR 800/600 SQ D | Circuit Breaker-LV Draw Out | ELV | PMHL | FOS | OPERATING | 4 | 2013-12-31
UAE3100901 | K6-0947 | RELAY 4A LSI 400-6000AS MICRLOGIC 5.0P SQ D | Relays-Trip Units | ELV | PMHL | FOS | OPERATING | 5 | 2013-12-26
UAE31010 | K6-0947 | BREAKER 4B SS 830 SPARE 800/600 SQ D | Circuit Breaker-LV Draw Out | ELV | PMHL | FOS | OPERATING | 4 | 2013-12-31
UAE3101001 | K6-0947 | RELAY 4B LSI 400-6000AS MICRLOGIC 5.0P SQ D | Relays-Trip Units | ELV | PMHL | FOS | OPERATING | 5 | 2013-12-26
UAE31011 | K6-0947 | BREAKER 4C SS 830 SPARE 800/600 SQ D | Circuit Breaker-LV Draw Out | ELV | PMHL | FOS | OPERATING | 4 | 2013-12-31
UAE3101101 | K6-0947 | RELAY 4C LSI 400-6000AS MICRLOGIC 5.0P SQ D | Relays-Trip Units | ELV | PMHL | FOS | OPERATING | 5 | 2013-12-26
UAE90001 | K6-0947 | GROUNDING SYSTEM FACILITY | Grounding | ELV | PM | FOS | OPERATING | 4 | 2024-05-06
UAE99100 | K6-0947 | Battery Charger 130V, SWST 700 | Battery Charger | EHV | PM | FOS | OPERATING | 4 | 2023-07-20
UAE99101 | K6-0947 | Battery Bank 130V, SWST 700 | Battery Bank-Nickel Cad | EHV | PM | FOS | OPERATING | 4 | 2024-01-22
UAFFAAS001 | K6-0947 | K6-0947, UA, RM 1028 VESDA-1 AIR SAMPLING DETECTION SYSTEM | ASSD | PSY | PM | FOS | OPERATING | 3 | 2024-01-11
UAFFAAS002 | K6-0947 | K6-0947, UA, RM 1028 VESDA-1 AIR SAMPLING DETECTION SYSTEM | ASSD | PSY | PM | FOS | OPERATING | 3 | 2024-01-11
UAFFACP001 | K6-0947 | FACP, SIMPLEX 4005 | FACP | PSY | N/A | XSD | DECOMMISSIONED | 2 | 2021-10-29
UAFFACP002 | K6-0947 | FACP,SIMPLEX 4007 | FACP | PSY | PM | FOS | OPERATING | 3 | 2024-01-19
UAFFART001 | K6-0947 | CENTRAL RADIO MONITORING SYSTEM (CRMS) TRANSCEIVER | CRMS | PSY | PM | FOS | OPERATING | 3 | 2023-10-18
UAFH1160 | K6-0947 | HYDRANT, FIRE, MUELLER 5-1/4" 1988 | Hydrant | WWS | PM | FOS | OPERATING | 4 | 2024-04-24
UAFH1280 | K6-0947 | HYDRANT, FIRE, MUELLER 5-1/4" 1994 | Hydrant | WWS | PM | FOS | OPERATING | 5 | 2024-04-24
UAFKPAB196 | K6-0947 | AUXILLIARY BOX | ESS | PSY | PM | FOS | OPERATING | 4 | 2024-01-08
UAFKPTS201 | K6-0947 | GATE TURNSTILE | Turnstile | PSY | PM | FOS | OPERATING | 3 | 2024-04-06
UAFKPVG195 | K6-0947 | VEHICLEÂ GATE ACCESS CONTROL | ESS | PSY | PM | FOS | OPERATING | 4 | 2024-04-14
UAFSYWS001 | K6-0947 | WET PIPE FIRE SPRINKLER SYSTEM | Wet Pipe | PSY | PM | FOS | OPERATING | 3 | 2024-04-11
UAFUCNG001 | K6-0947 | Facility High Pressured Gas Piping | Gas Piping | MEC | PM | FOS | OPERATING | 3 | 2023-09-28
UAFWDCP0168 | K6-0947 | Master Control Diesel Fire Pump P-1 [FIC0168] | Controls-Fire-Pump | ELV | PM | FOS | OPERATING | 3 | 2024-02-27
UAFWDCP0170 | K6-0947 | Master Control Diesel Fire Pump P-2 [FIC0170] | Controls-Fire-Pump | ELV | PM | FOS | OPERATING | 4 | 2024-02-27
UAFWDCP0172 | K6-0947 | Master Control Diesel Fire Pump P-3 [FIC0172] | Controls-Fire-Pump | ELV | PM | FOS | OPERATING | 3 | 2024-02-28
UAFWDCP0174 | K6-0947 | Master Control Diesel Fire Pump P-4 [FIC0174] | Controls-Fire-Pump | ELV | PM | FOS | OPERATING | 3 | 2024-02-28
UAFWDDU001 | K6-0947 | Fire Pump Alarm Indicator | Controls-Fire-Pump | ELV | PM | FOS | OPERATING | 3 | 2024-01-29
UAFWDPD010 | K6-0947 | UA Fire Pumps #1 thru #4 | Pump-Fire | WWS | PM | FOS | OPERATING | 3 | 2024-05-07
UAH01001 | K6-0947 | BOILER HTHW #1 S/N 147 | Boilers-HTHW | HVC | N/A | XSD | DECOMMISSIONED | 4 | 2019-03-21
UAH01002 | K6-0947 | PUMP CIRC #1 DEAN S/N 148911 | Pump-Pad Mount-(HTHW/HW)-Plant | HVC | N/A | XSD | DECOMMISSIONED | 4 | 2019-02-27
UAH02001 | K6-0947 | BOILER HTHW #2 S/N 148 | Boilers-HTHW | HVC | N/A | XSD | DECOMMISSIONED | 4 | 2019-01-28
UAH02002 | K6-0947 | PUMP CIRC #2 DEAN S/N 144166 | Pump-Pad Mount-(HTHW/HW)-Plant | HVC | N/A | XSD | DECOMMISSIONED | 4 | 2019-02-28
UAH03001 | K6-0947 | BOILER HTHW #3 S/N 146 | Boilers-HTHW | HVC | N/A | XSD | DECOMMISSIONED | 4 | 2018-08-22
UAH03002 | K6-0947 | PUMP CIRC #3 DEAN S/N 156650 | Pump-Pad Mount-(HTHW/HW)-Plant | HVC | N/A | XSD | DECOMMISSIONED | 4 | 2019-02-26
UAH04001 | K6-0947 | HEAT EXCHANGER | Heat Exchanger | HVC | N/A | XSD | DECOMMISSIONED | 4 | 2017-11-07
UAH04002 | K6-0947 | VALVE CONTROL HTHW TO REHEAT HEAT EXC | Valves-Control | HVC | N/A | XSD | DECOMMISSIONED | 4 | 2010-08-16
UAH05003-R1 | K6-0947 | PUMP, FUEL OIL, TECO S/N AU0091106004 | Pump-Chemical | HVC | N/A | XSD | DECOMMISSIONED | 4 | 2011-03-10
UAH05004-R1 | K6-0947 | PUMP, FUEL OIL, TECO S/N AU0091106003 | Pump-Chemical | HVC | N/A | XSD | DECOMMISSIONED | 4 | 2011-03-10
UAH06003 | K6-0947 | RECEIVER | Tanks-Expansion-HW | HVC | N/A | XSD | DECOMMISSIONED | 4 | 2018-07-11
UAH07001 | K6-0947 | PUMP MAKE-UP #1 AURORA S/N 8314215 | Pump-Chemical | HVC | N/A | XSD | DECOMMISSIONED | 4 | 2011-03-09
UAH07002 | K6-0947 | PUMP MAKE-UP #2 AURORA S/N A65160432 | Pump-Chemical | HVC | N/A | XSD | DECOMMISSIONED | 4 | 2011-05-03
UAH08006 | K6-0947 | PUMP HTHW #1 S/N 150938 | Pump-Pad Mount-(HTHW/HW)-Plant | HVC | N/A | XSD | DECOMMISSIONED | 4 | 2018-12-23
UAH08007 | K6-0947 | PUMP HTHW #2 S/N 150939 | Pump-Pad Mount-(HTHW/HW)-Plant | HVC | N/A | XSD | DECOMMISSIONED | 4 | 2018-09-19
UAH08008 | K6-0947 | PUMP HTHW #3 S/N 15940 | Pump-Pad Mount-(HTHW/HW)-Plant | HVC | N/A | XSD | DECOMMISSIONED | 4 | 2018-09-21
UAH08009 | K6-0947 | PUMP HTHW #4 S/N 150337 | Pump-Pad Mount-(HTHW/HW)-Plant | HVC | N/A | XSD | DECOMMISSIONED | 4 | 2018-10-09
UAH08010 | K6-0947 | COOLING CENTRIFUGAL PUMP | Pump-Pad Mount-(CHW/CW)-GT10HP | HVC | N/A | XSD | DECOMMISSIONED | 4 | 2018-09-19
UAH08011 | K6-0947 | COOLING CENTRIFUGAL PUMP | Pump-Pad Mount-(CHW/CW)-GT10HP | HVC | N/A | XSD | DECOMMISSIONED | 4 | 2018-09-19
UAH11001 | K6-0947 | FUEL TANK, REGISTERED, ABOVEGRND, Diesel 30,000 Gallon | Tanks-Fuel | STR | PM | FOS | OPERATING | 4 | 2023-08-20
UAH11002 | K6-0947 | FUEL TANK, REGISTERED, ABOVEGRND, Diesel 30,000 Gallon | Tanks-Fuel | STR | PM | FOS | OPERATING | 4 | 2023-09-20
UAH11003 | K6-0947 | FUEL TANK, REGISTERED, ABOVEGRND, Diesel 30,000 Gallon | Tanks-Fuel | STR | PM | FOS | OPERATING | 4 | 2023-09-20
UAH46001 | K6-0947 | PIPING HTHW DIST UA TO OPF 1 & 2 | HVAC Misc | HVC | N/A | XSD | DECOMMISSIONED | 4 | 2011-07-05
UAH46003 | K6-0947 | PIPING HTHW DIST UA TO VAB/LCC | HVAC Misc | HVC | RTF | FOS | OPERATING | 3 | 2011-03-30
UAPCV001 | K6-0947 | Pressure Control Valve ASSEMBLY | Pressure Control Valve | WWS | PM | FOS | OPERATING | 3 | 2023-06-15
UAS01001 | K6-0947 | PUMP #1, DOM. FAIRBANKS, S/N K4A1-022748-0 | Pump-Dom | WWS | N/A | XSD | DECOMMISSIONED | 1 | 2010-12-13
UAS01001-R1 | K6-0947 | Pump #1, Domestic Booster | Pump-Dom | WWS | PM | FOS | OPERATING | 3 | 2024-01-23
UAS01002 | K6-0947 | Pump #2, Domestic Fairbanks, S/N K4A1-022748-1 | Pump-Dom | WWS | PM | FOS | OPERATING | 3 | 2024-01-23
UAS01003 | K6-0947 | Pump #3, Domestic Booster | Pump-Dom | WWS | N/A | XSD | DECOMMISSIONED | 3 | 2023-04-25
UAS01003-R1 | K6-0947 | Pump #3, Domestic Booster | Pump-Dom | WWS | N/A | XSD | DECOMMISSIONED | 3 | 2015-12-21
UAS01003-R2 | K6-0947 | Pump #3, Domestic Booster | Pump-Dom | WWS | PM | FOS | OPERATING | 3 | 2024-01-31
UAS01004 | K6-0947 | CONTROL, PORTABLE WATER LEVEL SIDE A-B | Controls-Plant | WWS | RTF | FOS | OPERATING | 4 | 2011-06-30
UAS05005 | K6-0947 | FILTER ASSY DOLLINGER M/N AAPHS5 | Filters-HVC-CAIR-Local | HVC | RTF | FOS | OPERATING | 4 | 2014-05-09
UAS12005 | K6-0947 | BFP FEBCO MDL 860 3", S/N F0503110741 | BFP | WWS | N/A | XSD | DECOMMISSIONED | 3 | 2020-07-03
UAS12005-R1 | K6-0947 | BFP FEBCO, 3 INCH, LF860 | BFP | WWS | PM | FOS | OPERATING | 4 | 2023-06-30
UAS12006-R1 | K6-0947 | BFP FEBCO MDL LF860 3â€, S/N N1402060624 | BFP | WWS | PM | FOS | OPERATING | 4 | 2023-06-30
UAS12007 | K6-0947D | BFP, WILKINS ZURN 975XL2, 2", S/N 3864923 | BFP | WWS | PM | FOS | OPERATING | 4 | 2024-04-23
UAU01001 | K6-0947 | UPS-118, 3KVA POWERWARE 9130 | UPS-Self Contained Small | ELV | PM | FOS | OPERATING | 4 | 2020-04-24
UCTS1DGPNL | M7-1104 | ODMS, UCTS1, Drager Control Panel | ODMS | ELV | PM | FOS | OPERATING | 4 | 2024-02-28
UCTS2DGPNL | K6-0848 | ODMS, UCTS2, Drager Control Panel | ODMS | ELV | PM | FOS | OPERATING | 4 | 2024-02-08
UD201001 | H7-0163 | LIGHTNING PROTECTION | Lightning Prot | ELV | PM | FOS | OPERATING | 4 | 2022-02-08
UDE02001 | K6-1446F | SS 1105 45KVA 13.8KV/208V PDMT | Transformers-Oil-MV | EHV | N/A | XSD | DECOMMISSIONED | 4 | 2020-10-19
UEFCCRT001 | H7-1684 | CENTRAL RADIO MONITORING SYSTEM (CRMS) TRANSCEIVER | CRMS | PSY | PM | FOS | OPERATING | 2 | 2023-02-23
UEFKPCP086 | H7-1684 | INTELLIGENT SYSTEM CONTROLLER #86 | ESS | PSY | PM | FOS | OPERATING | 3 | 2024-02-27
UEFKPFD861 | H7-1684 | FIBER OPTIC INTRUSION DETECTION | ESS | PSY | PM | FOS | OPERATING | 3 | 2024-02-27
UF201001 | J6-0393 | LIGHTNING PROTECTION | Lightning Prot | ELV | PM | FOS | OPERATING | 4 | 2021-05-30
UFE01001 | J6-0393 | SS 1167 45KVA 13.8KV-208/120V OIL TYPE PDMT GE | Transformers-Oil-MV | EHV | PT | FOS | OPERATING | 1 | 2023-10-27
UG201001 | J8-0754 | LIGHTNING PROTECTION | Lightning Prot | ELV | PM | FOS | OPERATING | 4 | 2024-04-30
UGE01001 | J8-0754 | SS 1156 75KVA 13.8KV/208V PDMT | Transformers-Oil-MV | EHV | N/A | XSD | DECOMMISSIONED | 3 | 2020-07-24
UH201001 | J8-2228 | LIGHTNING PROTECTION | Lightning Prot | ELV | PM | FOS | OPERATING | 3 | 2022-02-12
UHE01001-R1 | J8-2228 | SS 1161 75KVA 13.8KV-208/120V OIL TYPE PDMT COOPER | Transformers-Oil-MV | EHV | PT | FOS | OPERATING | 4 | 2023-11-10
UHE02001 | K8-0600 | SS 1134 45KVA 13.8KV-208/120V 3PH COOPER | Transformers-Oil-MV | EHV | PT | FOS | OPERATING | 4 | 2024-04-12
UI201001 | K6-2498 | LIGHTNING PROTECTION | Lightning Prot | ELV | PM | FOS | OPERATING | 4 | 2020-06-19
UIE01001 | K6-2498 | SS 862 75KVA 13.2KV-208/120V OIL TYPE PDMT LINE MATERIAL IND. | Transformers-Oil-MV | EHV | PT | FOS | OPERATING | 2 | 2020-08-10
UIE01005 | K6-2498 | PANEL 'DP1' 225A 208/120V 3PH G.E. | Panel-LV | ELV | RTF | FOS | OPERATING | 4 | 2011-04-07
UIE01006 | K6-2498 | PANEL 'DP2' 150A 208V 3PH G.E. | Panel-LV | ELV | RTF | FOS | OPERATING | 4 | 2011-04-07
UJ201001 | K8-1403 | LIGHTNING PROTECTION | Lightning Prot | ELV | PM | FOS | OPERATING | 4 | 2022-01-25
UJE01001-R1 | K8-1403 | SS 195 75KVA 13.2KV-208/120V OIL TYPE PDMT COOPER | Transformers-Oil-MV | EHV | PM | FOS | OPERATING | 4 | 2023-02-28
UK201001 | K8-1648 | LIGHTNING PROTECTION | Lightning Prot | ELV | PM | FOS | OPERATING | 4 | 2021-04-21
UKE01001 | K8-1648 | USS 1137, 75KVA, 13.2KV 208/120V, PAD MNT | Transformers-Oil-MV | EHV | N/A | XSD | DECOMMISSIONED | 2 | 2020-08-10
UKE90001 | K8-1648 | GROUNDING SYSTEM FACILITY | Grounding | ELV | PM | FOS | OPERATING | 3 | 2021-05-11
ULE01001 | M7-0286 | SS 192 75KVA 13.2KV-120/208V OIL TYPE PDMT LINE MATERIAL INDUSTRIES | Transformers-Oil-MV | EHV | PT | FOS | OPERATING | 4 | 2022-10-28
ULE90001 | M7-0286 | GROUNDING SYSTEM FACILITY | Grounding | ELV | PM | FOS | OPERATING | 4 | 2019-10-18
UME01001 | N6-2245 | SS 146 75KVA 13.2KV-120/208V PDMT | Transformers-Oil-MV | EHV | PT | FOS | OPERATING | 4 | 2022-07-07
UME90001 | N6-2245 | GROUNDING SYSTEM FACILITY | Grounding | ELV | PM | FOS | OPERATING | 4 | 2022-04-14
UO201001 | H7-1986 | LIGHTNING PROTECTION | Lightning Prot | ELV | N/A | NAB | ABANDONED | 1 | 2021-07-28
UOE01001 | UK-0020 | SS 1166 75KVA 13.8KV-208/120V OIL TYPE PDMT COOPER | Transformers-Oil-MV | EHV | PT | FOS | OPERATING | 4 | 2022-07-07
UPE90001 | F6-2325 | GROUNDING SYSTEM FACILITY | Grounding | ELV | PM | FOS | OPERATING | 4 | 2022-09-13
UR201001 | G5-1011 | LIGHTNING PROTECTION | Lightning Prot | ELV | PM | FOS | OPERATING | 3 | 2021-05-08
URE01008-R1 | G5-1011 | XFMR POLE 25KVA 13.8KV-480/277V A PH. OIL TYPE RTS TRANS. | Transformers-Oil-Pole | EHV | N/A | XSD | DECOMMISSIONED | 4 | 2015-01-09
URE01009-R1 | G5-1011 | XFMR POLE 25KVA 13.8KV-480/277V B PH. OIL TYPE RTS TRANS. | Transformers-Oil-Pole | EHV | N/A | XSD | DECOMMISSIONED | 4 | 2015-01-09
URE01010-R1 | G5-1011 | XFMR POLE 25KVA 13.8KV-480/277V C PH. OIL TYPE RTS TRANS. | Transformers-Oil-Pole | EHV | N/A | XSD | DECOMMISSIONED | 4 | 2015-01-09
USE01001 | K6-1141 | XFMR POLE 25KVA B PHASE S#0555298022 | Transformers-Oil-Pole | EHV | RTF | FOS | OPERATING | 4 | 2011-01-17
USE01002 | K6-1141 | XFMR POLE 25KVA C PHASE S#0555298019 | Transformers-Oil-Pole | EHV | RTF | FOS | OPERATING | 4 | 2011-01-17
USE01003 | K6-1141 | XFMR POLE 25KVA A PHASE S#0555298020 | Transformers-Oil-Pole | EHV | RTF | FOS | OPERATING | 4 | 2011-01-17
USE01007 | H4-1725 | PNL DP2, WESTINGHOUSE | Panel-LV | ELV | RTF | FOS | OPERATING | 3 | 2011-01-12
USE01008 | H4-1725 | MAIN BREAKER | Panel-LV | ELV | RTF | FOS | OPERATING | 4 | 2011-01-12
USE01009 | H4-1725 | MAIN BREAKER OPTS PNL | Panel-LV | ELV | RTF | FOS | OPERATING | 3 | 2011-01-12
USE01010 | H4-1725 | OPTICS PNL DP1 | Panel-LV | ELV | RTF | FOS | OPERATING | 3 | 2011-01-12
USE01011 | H4-1725 | MAIN DISCONNECT CCS PNL | Panel-LV | ELV | RTF | FOS | OPERATING | 4 | 2011-01-12
USE01012 | H4-1725 | DISCONNECT SWITCH-1 | Disconnect Switch-LV | ELV | RTF | FOS | OPERATING | 3 | 2011-01-12
USE01024 | H4-1725 | DISCONNECT SWITCH MP1 | Disconnect Switch-LV | ELV | RTF | FOS | OPERATING | 4 | 2011-01-12
USE90001 | H4-1725 | GROUNDING SYSTEM FACILITY | Grounding | ELV | PM | FOS | OPERATING | 4 | 2020-11-16
UT201001 | H6-1629 | LIGHTNING PROTECTION | Lightning Prot | ELV | PM | FOS | OPERATING | 4 | 2022-12-06
UTE01001 | H6-1629 | SS 1110 45KVA 13.8KV/208V PDMT | Transformers-Oil-MV | EHV | PT | FOS | OPERATING | 3 | 2023-07-05
UTE0200101 | K6-1141 | Relay, G&W Type 3, Overcurrent, VFI 794 Position V1 | Relays-MV | EHV | PM | FOS | OPERATING | 4 | 2023-09-13
UTE0200102 | K6-1141 | Relay, G&W Type 3, Overcurrent, VFI 794 Position V2 | Relays-MV | EHV | PM | FOS | OPERATING | 4 | 2023-09-13
UTE90001 | H6-1629 | GROUNDING SYSTEM FACILITY | Grounding | ELV | PM | FOS | OPERATING | 4 | 2022-11-17
UV308001 | K6-0996A | FILTER, NSA ON UV901001 | Filters-Water | WWS | PM | FOS | OPERATING | 4 | 2023-09-25
UV308002 | K6-0996A | FILTER WATER CUNO | Filters-Water | WWS | N/A | XSD | DECOMMISSIONED | 4 | 2013-11-14
UV501002 | K6-0996A | ROOF, WATER & WASTE STOR. BLDG METAL 3234 SF | Roof-Metal | STR | PM | FOS | OPERATING | 3 | 2023-12-06
UVAIAUA001 | K6-0996A | A/C UNIT, WINDOW MOUNTED, COOLINE | AHU-DX-Window | HVC | RTF | FOS | OPERATING | 3 | 2010-11-01
UVAIAUA003 | K6-0996A | A/C PKG UNIT, 7.5 TON, TRANE, S/N 141813340L | AHU-DX-Package-5T_30T | HVC | PM | FOS | OPERATING | 3 | 2024-01-29
UVARWIM001 | K6-0996A | ICE MACHINE, CUBE, S/N 021062697, MANITOWOC | Refrigeration-Ice Machine-Cube | HVC | N/A | XSD | DECOMMISSIONED | 4 | 2017-03-24
UVARWIM001-R1 | K6-0996A | ICE MACHINE, CUBE, S/N 1120206877, MANITOWOC | Refrigeration-Ice Machine-Cube | HVC | PM | FOS | OPERATING | 4 | 2024-04-26
UVFFACP001 | K6-0996A | FA SIMPLEX 4005 | FACP | PSY | PM | FOS | OPERATING | 3 | 2024-04-26
UVS12001 | K6-0996A | BFP WATTS 919QT 3/4" RP, S/N 15687 | BFP | WWS | PM | FOS | OPERATING | 3 | 2023-10-26
UZ2ELITE | J8-2009 | LIGHTS, EMERGENCY & EXIT, J8-2009 | Emer-Exit Lights | ELV | N/A | NIC | NOT_IN_CONTRACT | 4 | 2014-03-26
UZ501002 | J8-2009 | ROOF, OPERATION BUILDING NO 1 5000 SQ FT METAL | Roof-Metal | STR | N/A | NIC | NOT_IN_CONTRACT | 4 | 2012-07-10
UZA01004 | J8-2009 | AHU-1, Pad A Logistics Bldg 480 V Service disconnect mounted on wall | AHU-DX-5T_30T | HVC | N/A | NIC | NOT_IN_CONTRACT | 4 | 2012-08-13
UZA01005 | J8-2009 | CU-1, Pad A Logistics Bldg (480 V Service Disconnect mounted on wall) | Condensing Unit | HVC | N/A | NIC | NOT_IN_CONTRACT | 4 | 2012-08-13
UZFFACP001 | J8-2009 | FACP, ADT QSC | FACP | PSY | PM/TS | NOS | DECOMMISSIONED | 1 | 2012-04-26
UZFH1350 | J8-2009 | HYDRANT, FIRE, MUELLER 5-1/4" 1967 | Hydrant | WWS | N/A | NIC | NOT_IN_CONTRACT | 4 | 2012-08-13
UZFKPCP063 | J8-2009 | INTELLIGENT SYSTEM CONTROLLER #63 | ESS | PSY | PM/AS | FOS | OPERATING | 3 | 2013-02-28
UZFKPFD633 | J8-2009 | FIBER OPTIC INTRUSION DETECTION SYSTEM | ESS | PSY | PM/AS | FOS | OPERATING | 3 | 2013-03-04
UZFSYWS001 | J8-2009 | WET PIPE FIRE SPRINKLER SYSTEM | Wet Pipe | PSY | N/A | NIC | NOT_IN_CONTRACT | 4 | 2013-11-04
UZS12001 | UK-0031 | BFP 2" RPZ BACK, RP2, S/N 1687831 | BFP | WWS | N/A | XSD | DECOMMISSIONED | 3 | 2017-12-04
UZS12001-R1 | UK-0031 | BFP, ZURN 975XL, 2"" RP, S/N 4377028 | BFP | WWS | PM | FOS | OPERATING | 4 | 2023-08-01
UZS12002 | UK-0031 | BFP 6" DBL CHK UNIT SYS SERVED - FIREX, S/N N08415 | BFP-Fire | WWS | PM | FOS | OPERATING | 4 | 2024-04-19
VA114002 | K6-0848 | Roof Damper HB4-1 (SE Corner) | Damper-Motorized | HVC | PM | FOS | OPERATING | 2 | 2021-08-03
VA114003 | K6-0848 | Roof Damper HB4-2 (SW Corner) | Damper-Motorized | HVC | PM | FOS | OPERATING | 2 | 2021-10-29
VA114004 | K6-0848 | Roof Damper HB4-3 (NE Corner) | Damper-Motorized | HVC | PM | FOS | OPERATING | 4 | 2024-02-20
VA114005 | K6-0848 | Roof Damper HB4-4 (NW Corner) | Damper-Motorized | HVC | PM | FOS | OPERATING | 2 | 2021-08-03
VA114006 | K6-0848 | Roof Damper HB4-5 (Center) | Damper-Motorized | HVC | PM | FOS | OPERATING | 4 | 2024-02-28
VA114007 | K6-0848 | Roof Damper TA-8 (W-Center Transfer Aisle) | Damper-Motorized | HVC | PM | FOS | OPERATING | 2 | 2021-08-03
VA114008 | K6-0848 | Roof Damper TA-10 (NW Transfer Aisle) | Damper-Motorized | HVC | PM | FOS | OPERATING | 2 | 2021-08-03
VA114009 | K6-0848 | Roof Damper TA-12 (NW Transfer Aisle) | Damper-Motorized | HVC | PM | FOS | OPERATING | 2 | 2021-08-03
VA115002 | K6-0848 | Roof Damper HB2-1 (SE Corner) | Damper-Motorized | HVC | PM | FOS | OPERATING | 2 | 2021-08-03
VA115003 | K6-0848 | Roof Damper HB2-2 (SW Corner) | Damper-Motorized | HVC | PM | FOS | OPERATING | 2 | 2021-08-03
VA115004 | K6-0848 | Roof Damper HB2-3 (NE Corner) | Damper-Motorized | HVC | PM | FOS | OPERATING | 2 | 2021-08-03
VA115005 | K6-0848 | Roof Damper HB2-4 (NW Corner) | Damper-Motorized | HVC | PM | FOS | OPERATING | 2 | 2024-02-23
VA115006 | K6-0848 | Roof Damper HB2-5 (Center) | Damper-Motorized | HVC | PM | FOS | OPERATING | 2 | 2021-08-03
VA115007 | K6-0848 | Roof Damper TA-2 (SW Transfer Aisle) | Damper-Motorized | HVC | PM | FOS | OPERATING | 2 | 2021-08-03
VA115008 | K6-0848 | Roof Damper TA-4 (SW Transfer Aisle) | Damper-Motorized | HVC | PM | FOS | OPERATING | 2 | 2021-08-03
VA115009 | K6-0848 | Roof Damper TA-6 (W-Center Transfer Aisle) | Damper-Motorized | HVC | PM | FOS | OPERATING | 2 | 2021-08-03
VA116002 | K6-0848 | Roof Damper HB3-1 (SE Corner) | Damper-Motorized | HVC | PM | FOS | OPERATING | 3 | 2024-01-13
VA116003 | K6-0848 | Roof Damper HB3-2 (SW Corner) | Damper-Motorized | HVC | PM | FOS | OPERATING | 3 | 2024-01-13
VA116004 | K6-0848 | Roof Damper HB3-3 (NE Corner) | Damper-Motorized | HVC | PM | FOS | OPERATING | 3 | 2024-01-13
VA116005 | K6-0848 | Roof Damper HB3-4 (NW Corner) | Damper-Motorized | HVC | PM | FOS | OPERATING | 4 | 2024-01-17
VA116006 | K6-0848 | Roof Damper HB3-5 (Center) | Damper-Motorized | HVC | PM | FOS | OPERATING | 4 | 2024-01-15
VA116007 | K6-0848 | Roof Damper TA-7 (E-Center Transfer Aisle) | Damper-Motorized | HVC | PM | FOS | OPERATING | 2 | 2021-08-03
VA116008 | K6-0848 | Roof Damper TA-9 (NE Transfer Aisle) | Damper-Motorized | HVC | PM | FOS | OPERATING | 2 | 2021-08-03
VA116009 | K6-0848 | Roof Damper TA-11 (NE Transfer Aisle) | Damper-Motorized | HVC | PM | FOS | OPERATING | 2 | 2021-08-03
VA117002 | K6-0848 | Roof Damper HB1-1 (SE Corner) | Damper-Motorized | HVC | PM | FOS | OPERATING | 2 | 2021-08-03
VA117003 | K6-0848 | Roof Damper HB1-2 (SW Corner) | Damper-Motorized | HVC | PM | FOS | OPERATING | 2 | 2021-08-03
VA117004 | K6-0848 | Roof Damper HB1-3 (NE Corner) | Damper-Motorized | HVC | PM | FOS | OPERATING | 2 | 2021-08-03
VA117005 | K6-0848 | Roof Damper HB1-4 (NW Corner) | Damper-Motorized | HVC | PM | FOS | OPERATING | 2 | 2024-03-28
VA117006 | K6-0848 | Roof Damper HB1-5 (Center) | Damper-Motorized | HVC | PM | FOS | OPERATING | 2 | 2021-08-03
VA117007 | K6-0848 | Roof Damper TA-1 (SE Transfer Aisle) | Damper-Motorized | HVC | PM | FOS | OPERATING | 2 | 2021-08-03
VA117008 | K6-0848 | Roof Damper TA-3 (SE Transfer Aisle) | Damper-Motorized | HVC | PM | FOS | OPERATING | 2 | 2024-03-21
VA117009 | K6-0848 | Roof Damper TA-5 (E-Center Transfer Aisle) | Damper-Motorized | HVC | PM | FOS | OPERATING | 2 | 2021-08-03
VA214001 | K6-0848 | LIGHTNING PROTECTION - HIGH BAY ROOF | Lightning Prot-ORD | ELV | PM | FOS | OPERATING | 4 | 2022-07-13
VA214002 | K6-0848 | LIGHTNING PROTECTION - LOW BAY ROOF | Lightning Prot | ELV | PM | FOS | OPERATING | 4 | 2023-07-24
VA302002 | K6-0848 | EYEWASH, SPEAKMAN, M/N SE-400 | Shwr-Eyewash | WWS | PM | FOS | OPERATING | 4 | 2024-01-24
VA302003 | K6-0848 | EYEWASH SPEAKMAN MN SE-400 | Shwr-Eyewash | WWS | PM | FOS | OPERATING | 4 | 2024-01-30
VA302004 | K6-0848 | SHOWER & EYEWASH SAFETY HAWS 8605WC | Shwr-Eyewash | WWS | PM | FOS | OPERATING | 4 | 2024-01-23
VA308003 | K6-0848 | FILTER, WATER, AMTEK | Filters-Water | WWS | PM | FOS | OPERATING | 4 | 2023-12-13
VA501002 | K6-0848 | ROOF, WALKWAY BETWEEN VAB & LCC, 1,500 SF | Roof-BUR | STR | PM | FOS | OPERATING | 4 | 2023-11-21
VA501002A | K6-0848 | ROOF, MID-BAY, 37,536 SF | Roof-BUR | STR | PM | FOS | OPERATING | 3 | 2023-12-08
VA501002B | K6-0848 | ROOF, VAB HI-BAY AND SUB-DECKING, BUR, 286,964 SF | Roof-BUR | STR | PM | FOS | OPERATING | 3 | 2023-12-14
VA501002D | K6-0848 | ROOF, WEST WING #1 21,714 SF | Roof-BUR | STR | PM | FOS | OPERATING | 4 | 2023-11-28
VA501002E | K6-0848 | ROOF, WEST WING #2 8,236 SF | Roof-BUR | STR | PM | FOS | OPERATING | 3 | 2023-11-21
VA501002F | K6-0848 | ROOF, WEST WING #3 12,138 SF | Roof-BUR | STR | PM | FOS | OPERATING | 3 | 2022-11-22
VA501002G | K6-0848 | ROOF, EAST WING #1 21,714 SF | Roof-BUR | STR | PM | FOS | OPERATING | 3 | 2023-11-21
VA501002H | K6-0848 | ROOF, EAST WING #2 8,236 SF | Roof-BUR | STR | PM | FOS | OPERATING | 3 | 2023-12-21
VA501002I | K6-0848 | ROOF, EAST WING #3 12,138 SF | Roof-BUR | STR | PM | FOS | OPERATING | 3 | 2023-11-21
VA501002J | K6-0848 | Roof BUR | Roof-BUR | STR | PM | FOS | OPERATING | 3 | 2023-08-14
VA501009 | K6-0848 | NETS, DEBRIS VAB | Nets-Debris | STR | PM | FOS | OPERATING | 2 | 2022-12-05
VA501101 | K6-0848 | LIFELINE, MULTIPLE SPAN HORIZONTAL, LATCHWAYS | Fall Prot | STR | PM | FOS | OPERATING | 4 | 2024-04-16
VA501102 | K6-0848 | LIFELINE, MULTIPLE SPAN HORIZONTAL, LATCHWAYS | Fall Prot | STR | PM | FOS | OPERATING | 1 | 2019-10-31
VA501103 | K6-0848 | LIFELINE, MULTIPLE SPAN HORIZONTAL, LATCHWAYS | Fall Prot | STR | PM | FOS | OPERATING | 4 | 2024-04-15
VA501104 | K6-0848 | LIFELINE, MULTIPLE SPAN HORIZONTAL, LATCHWAYS | Fall Prot | STR | PM | FOS | OPERATING | 4 | 2024-04-15
VA501105 | K6-0848 | LIFELINE, MULTIPLE SPAN HORIZONTAL, LATCHWAYS | Fall Prot | STR | PM | FOS | OPERATING | 4 | 2024-04-15
VA501106 | K6-0848 | LIFELINE, MULTIPLE SPAN HORIZONTAL, LATCHWAYS | Fall Prot | STR | PM | FOS | OPERATING | 4 | 2024-04-16
VA501107 | K6-0848 | LIFELINE, MULTIPLE SPAN HORIZONTAL, LATCHWAYS | Fall Prot | STR | PM | FOS | OPERATING | 1 | 2022-06-21
VA501108 | K6-0848 | LIFELINE, MULTIPLE SPAN HORIZONTAL, LATCHWAYS | Fall Prot | STR | PM | FOS | OPERATING | 4 | 2024-04-15
VA501109 | K6-0848 | LIFELINE, MULTIPLE SPAN HORIZONTAL, LATCHWAYS | Fall Prot | STR | PM | FOS | OPERATING | 4 | 2024-04-15
VA501109A | K6-0848 | LIFELINE, LATCHWAYS | Fall Prot | STR | PM | FOS | OPERATING | 4 | 2024-04-15
VA501110 | K6-0848 | LIFELINE, MULTIPLE SPAN HORIZONTAL, LATCHWAYS | Fall Prot | STR | PM | FOS | OPERATING | 1 | 2022-02-06
VA501111 | K6-0848 | LIFELINE, MULTIPLE SPAN HORIZONTAL, LATCHWAYS | Fall Prot | STR | PM | FOS | OPERATING | 4 | 2024-04-15
VA501112 | K6-0848 | LIFELINE, MULTIPLE SPAN HORIZONTAL, LATCHWAYS | Fall Prot | STR | PM | FOS | OPERATING | 4 | 2024-04-15
VA501113 | K6-0848 | LIFELINE, MULTIPLE SPAN HORIZONTAL, LATCHWAYS | Fall Prot | STR | PM | FOS | OPERATING | 1 | 2022-07-28
VA501113A | K6-0848 | Lifeline, Multiple Span Horizontal, Latchways | Fall Prot | STR | PM | FOS | OPERATING | 1 | 2022-04-08
VA501114 | K6-0848 | LIFELINE, MULTIPLE SPAN HORIZONTAL, LATCHWAYS | Fall Prot | STR | PM | FOS | OPERATING | 4 | 2024-04-15
VA501115 | K6-0848 | LIFELINE, MULTIPLE SPAN HORIZONTAL, LATCHWAYS | Fall Prot | STR | PM | FOS | OPERATING | 1 | 2022-04-14
VA501116 | K6-0848 | LIFELINE, MULTIPLE SPAN HORIZONTAL, LATCHWAYS | Fall Prot | STR | PM | FOS | OPERATING | 4 | 2024-04-15
VA501117 | K6-0848 | LIFELINE, MULTIPLE SPAN HORIZONTAL, LATCHWAYS | Fall Prot | STR | PM | FOS | OPERATING | 4 | 2024-04-15
VA601000 | K6-0848 | Elevator, Traction, VAB 1 (High Bay) | Elevator, Traction | MEC | PM | FOS | OPERATING | 4 | 2024-03-28
VA603001 | K6-0848 | Elevator, Traction, VAB 3 (High Bay) | Elevator, Traction | MEC | PM | FOS | OPERATING | 4 | 2023-09-18
VA604001 | K6-0848 | Elevator, Traction, VAB 4 (High Bay) | Elevator, Traction | MEC | PM | FOS | OPERATING | 4 | 2024-04-18
VA605001 | K6-0848 | Elevator, Traction, VAB 5 (High Bay) | Elevator, Traction | MEC | PM | FOS | OPERATING | 4 | 2024-04-19
VA606001 | K6-0848 | Elevator, Traction, VAB 6 (High Bay) | Elevator, Traction | MEC | PM | FOS | OPERATING | 4 | 2023-12-14
VA607001 | K6-0848 | Elevator, Traction, VAB 7 (High Bay) | Elevator | MEC | PM/TS | NOS | DECOMMISSIONED | 1 | 2016-03-30
VA609001 | K6-0848 | Elevator, Traction, VAB 9 (High Bay) | Elevator, Traction | MEC | PM | FOS | OPERATING | 4 | 2023-11-22
VA610001 | K6-0848 | Elevator, Traction, VAB 10 (High Bay) | Elevator, Traction | MEC | PM | FOS | OPERATING | 4 | 2024-04-12
VA611001 | K6-0848 | Elevator, Traction, VAB 11 (High Bay) | Elevator, Traction | MEC | PM | FOS | OPERATING | 4 | 2024-04-16
VA612001 | K6-0848 | Elevator, Traction, VAB 12 (High Bay) | Elevator, Traction | MEC | PM | FOS | OPERATING | 4 | 2024-04-19
VA613001 | K6-0848 | Elevator, Traction, VAB 13 (High Bay) | Elevator, Traction | MEC | PM | FOS | OPERATING | 4 | 2024-05-01
VA614001 | K6-0848 | Elevator, Traction, VAB 14 (High Bay) | Elevator, Traction | MEC | PM | FOS | OPERATING | 4 | 2024-04-26
VA615001 | K6-0848 | Elevator, Traction, VAB 15 (High Bay) | Elevator, Traction | MEC | PM | FOS | OPERATING | 4 | 2024-04-22
VA616001 | K6-0848 | Elevator, Traction, VAB 16 (High Bay), 8000 LBS CAPACITY, 700 FPM | Elevator, Traction | MEC | PM | FOS | OPERATING | 4 | 2024-04-19
VA617001 | K6-0848 | Elevator, Traction, VAB 17 (Roof) | Elevator, Traction, Gear | MEC | PM | FOS | OPERATING | 4 | 2024-04-05
VA618001 | K6-0848 | Elevator, Traction, VAB 18 (Low Bay) | Elevator, Traction, Gear | MEC | PM | FOS | OPERATING | 4 | 2024-05-09
VA619001 | K6-0848 | Elevator, Traction, VAB 19 (Low Bay) | Elevator, Traction, Gear | MEC | PM | FOS | OPERATING | 4 | 2024-05-09
VA620001 | K6-0848 | Elevator, Traction, VAB 20 (Low Bay) | Elevator, Traction, Gear | MEC | PM | FOS | OPERATING | 4 | 2024-05-09
VA621001 | K6-0848 | Elevator, Traction, VAB 21 (Low Bay) | Elevator, Traction, Gear | MEC | PM | FOS | OPERATING | 4 | 2024-05-10
VA622001 | K6-0848 | Elevator, Hydraulic Material Lift, VAB 1N12 | Elevator, Hydraulic, Material Lift | MEC | PM | FOS | ACTIVE | 4 | 2012-07-27
VAA01005 | K6-0848 | AIR UNIT, A/C 113 (480V, Service Disconnect Located in Rm MM2) | AHU-CHW-5T_30T | HVC | PM | FOS | OPERATING | 2 | 2019-12-19
VAA01006 | K6-0848 | AC-122 (480V, Service Disconnect Located in Rm MN2) | AHU-CHW-5T_30T | HVC | PM | FOS | OPERATING | 2 | 2018-06-27
VAA03001 | K6-0848 | FAN S102, SUPPLY, (480V, Service Disconnect Located in 4th Fl. Equip. Rm) | AHU-CHW-GT30T | HVC | PM | FOS | OPERATING | 2 | 2024-02-13
VAA03002 | K6-0848 | FAN R102, RETURN, (480V, Service Disconnect Located in 4th Fl. Equip. Rm ) | Fan-Supply-LT100HP | HVC | PM | FOS | OPERATING | 3 | 2024-01-23
VAA04001 | K6-0848 | FAN, SUP S103 (480V, Service Disconnect Located in 4th Fl. Equip. Rm ) | AHU-CHW-GT30T | HVC | PM | FOS | OPERATING | 2 | 2023-12-26
VAA04002 | K6-0848 | FAN R103, RETURN, (480V, Service Disconnect Located in 4th Fl. Equip. Rm ) | Fan-Supply-LT100HP | HVC | PM | FOS | OPERATING | 3 | 2024-02-13
VAA07001 | K6-0848 | Air Handler Unit 121 (480V, Service Disconnect Located Rm 2N14A) | AHU-CHW-5T_30T | HVC | PM | FOS | OPERATING | 2 | 2021-10-29
VAA07002 | K6-0848 | Air Handler Unit AHU-120 (230V, Service Disconnect Located in Rm MM14) | AHU-CHW-Computer-5T_30T | HVC | N/A | NAB | ABANDONED | 2 | 2019-12-19
VAA08007 | K6-0848 | Tertiary Pump TCHP-7 (480 Volt, Service Disconnect Located on 4th Fl. Tower D) | Pump-Pad Mount-(CHW/CW)-GT10HP | HVC | PM | FOS | OPERATING | 2 | 2021-10-29
VAA08008 | K6-0848 | Tertiary Pump TCHP-8 (480 Volt, Service Disconnect Located on 4th Fl. Tower D) | Pump-Pad Mount-(CHW/CW)-GT10HP | HVC | PM | FOS | OPERATING | 2 | 2021-10-29
VAA18001 | K6-0848 | COMPRESSOR, AIR HVAC | Compressors-Air-Reciprocating | HVC | N/A | XSD | DECOMMISSIONED | 5 | 2021-10-29
VAA18001-R1 | K6-0848 | COMPRESSOR, AIR HVAC | Compressors-Air-Reciprocating | HVC | PM | FOS | OPERATING | 3 | 2024-05-11
VAA18002 | K6-0848 | AIR DRYER, HVAC | Refrigeration-Air Dryer | HVC | N/A | XSD | DECOMMISSIONED | 1 | 2019-06-26
VAA60002 | K6-0848 | AIR HANDLER UNIT AHU-124 (480V, Service Disconnect Located next to unit) | AHU-CHW-5T_30T | HVC | PM | FOS | OPERATING | 2 | 2019-05-21
VAA60003 | K6-0848 | Air Handler Unit A/C-7 (208V, Service Disconnect Located next to unit) | AHU-CHW-5T_30T | HVC | PM | FOS | OPERATING | 3 | 2024-05-09
VAACAAD04N | K6-0848 | AIR DRYER, HVAC | Refrigeration-Air Dryer | HVC | PM | FOS | OPERATING | 3 | 2023-11-15
VAE01001 | K6-0848 | LBS 723 15.5KV 600A S#G97126 P-E | Load Break Switch | EHV | PT | FOS | OPERATING | 2 | 2020-08-10
VAE01002 | K6-0848 | LBS 724 15.5KV 600A 6 POSITIONS SF6 GAS G&W | Load Break Switch | EHV | PT | FOS | OPERATING | 4 | 2024-03-13
VAE01004 | K6-1141 | LBS 726 15.5KV 600A S#641-04-0011 SF6 GAS G&W | Load Break Switch | EHV | PT | FOS | OPERATING | 4 | 2024-04-17
VAE01005 | K6-0848 | LBS 727 15KV 600A S#622-96-0005, G&W | Load Break Switch | EHV | PT | FOS | OPERATING | 2 | 2020-08-10
VAE01006 | K6-0848 | LBS 728 15.5KV 600A 3 POSITIONS SF6 GAS G&W | Load Break Switch | EHV | PT | FOS | OPERATING | 4 | 2024-03-13
VAE01009 | K6-0848 | LBS 740 15KV 600A S#622-00-0041 G&W | Load Break Switch | EHV | PT | FOS | OPERATING | 4 | 2024-03-14
VAE01010 | K6-0848 | LBS 741 15KV 600A S#622-00-0043 G&W | Load Break Switch | EHV | PT | FOS | OPERATING | 4 | 2023-11-28
VAE01011 | K6-0848 | LBS 742 15.5KV 600V S#G97120 P-E | Load Break Switch | EHV | PT | FOS | OPERATING | 3 | 2024-03-29
VAE01012 | K6-0848 | LBS 743 15.5KV 600A S#G97119 P-E | Load Break Switch | EHV | PT | FOS | OPERATING | 4 | 2024-03-13
VAE01014 | K6-0947 | LBS 745 15.5KV 600A S#622-92-0155 G&W | Load Break Switch | EHV | PT | FOS | OPERATING | 4 | 2024-03-15
VAE01015 | K6-0848 | VFI 733 15KV 600A S#644-04-0011 | Vacuum Fault Interrupter | EHV | PT | FOS | OPERATING | 4 | 2024-04-23
VAE0101501 | K6-0848 | RELAY MULTIPHASE TIME OC RELAY VFI 733-V1 | Relays-MV | EHV | PM | FOS | OPERATING | 4 | 2023-06-02
VAE0101502 | K6-0848 | RELAY MULTIPHASE TIME OC RELAY VFI 733-V2 | Relays-MV | EHV | PM | FOS | OPERATING | 4 | 2023-06-02
VAE0101503 | K6-0848 | RELAY MULTIPHASE TIME OC RELAY VFI 733-V3 | Relays-MV | EHV | PM | FOS | OPERATING | 4 | 2023-06-02
VAE0101504 | K6-0848 | RELAY MULTIPHASE TIME OC RELAY VFI 733-V4 | Relays-MV | EHV | PM | FOS | OPERATING | 4 | 2023-06-02
VAE01016 | K6-0848 | VFI 744 15KV 600A S#644-04-0010 | Vacuum Fault Interrupter | EHV | PT | FOS | OPERATING | 4 | 2024-03-14
VAE0101601 | K6-0848 | OC RELAY, VFI-744 V-1 TWR D FLR 4 | Relays-MV | EHV | PM | FOS | OPERATING | 4 | 2023-06-07
VAE0101602 | K6-0848 | OC RELAY, VFI-744 V-2 TWR D FLR 4 | Relays-MV | EHV | PM | FOS | OPERATING | 4 | 2023-06-07
VAE0101603 | K6-0848 | OC RELAY, VFI-744 V-3 TWR D FLR 4 | Relays-MV | EHV | PM | FOS | OPERATING | 4 | 2023-06-07
VAE01017 | K6-0848 | VFI 747 15KV 600A S#644-04-0012 | Vacuum Fault Interrupter | EHV | PT | FOS | OPERATING | 4 | 2024-03-15
VAE0101701 | K6-0848 | OC RELAY, VFI-747 V-1 TWR E FLR 11 | Relays-MV | EHV | PM | FOS | OPERATING | 4 | 2023-06-08
VAE0101702 | K6-0848 | OC RELAY, VFI-747 V-2 TWR E FLR 11 | Relays-MV | EHV | PM | FOS | OPERATING | 4 | 2023-06-08
VAE0101703 | K6-0848 | OC RELAY, VFI-747 V-3 TWR E FLR 11 | Relays-MV | EHV | PM | FOS | OPERATING | 4 | 2023-06-08
VAE0101704 | K6-0848 | OC RELAY, VFI-747 V-4 TWR E FLR 11 | Relays-MV | EHV | N/A | XSD | DECOMMISSIONED | 4 | 2017-05-19
VAE0101704-R1 | K6-0848 | OC RELAY, VFI-747 V-4 TWR E FLR 11 | Relays-MV | EHV | PM | FOS | OPERATING | 4 | 2023-06-08
VAE01021 | K6-0848 | LBS 729 15KV 600A S#622-94-0058 | Load Break Switch | EHV | PT | FOS | OPERATING | 2 | 2020-08-10
VAE01746 | K6-0848 | VFI 746 15.5KV 630A 5 POSITIONS SF6 GAS G&W | Vacuum Fault Interrupter | EHV | PM | FOS | OPERATING | 4 | 2024-04-23
VAE0174601 | K6-0848 | Relay, G&W Type 3.1.0, Overcurrent, VFI-746 Position V1 | Relays-MV | EHV | PM | FOS | OPERATING | 4 | 2023-01-24
VAE0174602 | K6-0848 | Relay, G&W Type 3.1.0, Overcurrent, VFI-746 Position V2 | Relays-MV | EHV | PM | FOS | OPERATING | 4 | 2023-01-24
VAE0174603 | K6-0848 | Relay, G&W Type 3.1.0, Overcurrent, VFI-746 Position V3 | Relays-MV | EHV | PM | FOS | OPERATING | 4 | 2023-01-24
VAE01748 | K6-0848 | VFI 748 15.5KV 630A 5 POSITIONS SF6 GAS G&W | Vacuum Fault Interrupter | EHV | PM | FOS | OPERATING | 4 | 2024-04-23
VAE0174801 | K6-0848 | Relay, G&W Type 3.1.0, Overcurrent, VFI-748 Position V1 | Relays-MV | EHV | PM | FOS | OPERATING | 4 | 2023-03-28
VAE0174802 | K6-0848 | Relay, G&W Type 3.1.0, Overcurrent, VFI-748 Position V2 | Relays-MV | EHV | PM | FOS | OPERATING | 4 | 2023-03-28
VAE0174803 | K6-0848 | Relay, G&W Type 3.1.0, Overcurrent, VFI-748 Position V3 | Relays-MV | EHV | PM | FOS | OPERATING | 4 | 2023-03-28
VAE02001 | K6-0848 | SS 870 500KVA 13.8KV-480/277V FR3 OIL PDMT SQ D | Transformers-Oil-MV | EHV | PM/PT | FOS | OPERATING | 4 | 2022-12-18
VAE03001 | K6-0848 | SS 800A 750KVA 13.8KV-480/277V FR3 OIL PDMT SQ D | Transformers-Oil-MV | EHV | PM/PT | FOS | OPERATING | 4 | 2023-06-09
VAE04001 | K6-0848 | SS 800B 750KVA 13.8KV-480/277V FR3 OIL PDMT SQ D | Transformers-Oil-MV | EHV | PM/PT | FOS | OPERATING | 4 | 2023-06-23
VAE06001 | K6-0848 | SS 872 300KVA 13.8KV-480/277V DRY GE | Transformers-Dry-MV | EHV | RTF | FOS | OPERATING | 3 | 2011-07-12
VAE07001 | K6-0848 | SS 802A 1500KVA 13.8KV-480/277V SILICONE TYPE GE | Transformers-Oil-MV | EHV | PM/PT | FOS | OPERATING | 2 | 2020-08-10
VAE07002 | K6-0848 | SS-802,Â Substation Secondary,Â VAB,Â TowerÂ BÂ FloorÂ 11 | Substation-LV-Draw Out | ELV | PM | FOS | OPERATING | 3 | 2023-01-30
VAE08001 | K6-0848 | SS 802B 1500KVA 13.8KV-480/277V SILICONE TYPE GE | Transformers-Oil-MV | EHV | PM/PT | FOS | OPERATING | 4 | 2023-04-08
VAE09001 | K6-0848 | SS 812A 500KVA 13.8KV-480/277V SILICONE TYPE GE | Transformers-Oil-MV | EHV | PM/PT | FOS | OPERATING | 2 | 2020-08-10
VAE09002 | K6-0848 | SS-812, Substation Secondary, VAB,Â TowerÂ BÂ FloorÂ 11 | Substation-LV-Draw Out | ELV | PM | FOS | OPERATING | 3 | 2020-06-12
VAE10001 | K6-0848 | SS 812B 500KVA 13.8KV-480/277V SILICONE TYPE PIONEER | Transformers-Oil-MV | EHV | PM/PT | FOS | OPERATING | 3 | 2023-06-01
VAE11001 | K6-0848 | SS 883 45KV 13.8KV-480/277V DRY GE | Transformers-Dry-MV | EHV | RTF | FOS | OPERATING | 4 | 2011-07-15
VAE12001 | K6-0848 | SS 803A 1000KVA 13.8KV-480/277V SILICONE TYPE GE | Transformers-Oil-MV | EHV | PM/PT | FOS | OPERATING | 2 | 2020-08-10
VAE12002 | K6-0848 | SS-803,Â Substation Secondary,Â VAB,Â TowerÂ BÂ FloorÂ 32 | Substation-LV-Draw Out | ELV | PM | FOS | OPERATING | 3 | 2022-09-12
VAE13001 | K6-0848 | SS 873 225KVA 13.8KV-480/277V DRY GE | Transformers-Dry-MV | EHV | RTF | FOS | OPERATING | 4 | 2011-07-15
VAE14001 | K6-0848 | SS 874 45KVA 13.8KV-480/277V DRY GE | Transformers-Dry-MV | EHV | RTF | FOS | OPERATING | 3 | 2011-07-20
VAE15001 | K6-0848 | SS 804A 750KVA 13.8KV-480/277V SILICONE TYPE GE | Transformers-Oil-MV | EHV | PM/PT | FOS | OPERATING | 2 | 2020-08-10
VAE15002 | K6-0848 | SS-804,Â Substation Secondary, VAB,Â TowerÂ CÂ FloorÂ 10 | Substation-LV-Draw Out | ELV | PM | FOS | OPERATING | 4 | 2023-03-25
VAE15100 | K6-0848 | Circuit Breaker, VAB Tower C USS-804, breaker 8C | Circuit Breaker-LV Draw Out | ELV | PMHL | FOS | OPERATING | 3 | 2013-05-14
VAE1510001 | K6-0848 | Relay, VAB Tower C USS-804, breaker 8C | Relays-Trip Units | ELV | PMHL | FOS | OPERATING | 4 | 2013-05-14
VAE15101 | K6-0848 | Circuit Breaker, VAB Tower C USS-804, breaker 7C | Circuit Breaker-LV Draw Out | ELV | PMHL | FOS | OPERATING | 3 | 2013-05-14
VAE1510101 | K6-0848 | Relay, VAB Tower C USS-804, breaker 7C | Relays-Trip Units | ELV | PMHL | FOS | OPERATING | 4 | 2013-05-14
VAE15102 | K6-0848 | Circuit Breaker, VAB Tower C USS-804, breaker 7B | Circuit Breaker-LV Draw Out | ELV | PMHL | FOS | OPERATING | 3 | 2013-05-14
VAE1510201 | K6-0848 | Relay, VAB Tower C USS-804, breaker 7B | Relays-Trip Units | ELV | PMHL | FOS | OPERATING | 4 | 2013-05-14
VAE15103 | K6-0848 | Circuit Breaker, VAB Tower C USS-804, breaker 6B | Circuit Breaker-LV Draw Out | ELV | PMHL | FOS | OPERATING | 3 | 2013-05-14
VAE1510301 | K6-0848 | Relay, VAB Tower C USS-804, breaker 6B | Relays-Trip Units | ELV | PMHL | FOS | OPERATING | 4 | 2013-05-14
VAE15104 | K6-0848 | Circuit Breaker, VAB Tower C USS-804, breaker 3C | Circuit Breaker-LV Draw Out | ELV | PMHL | FOS | OPERATING | 3 | 2013-05-15
VAE1510401 | K6-0848 | Relay, VAB Tower C USS-804, breaker 3C | Relays-Trip Units | ELV | PMHL | FOS | OPERATING | 4 | 2013-05-14
VAE15105 | K6-0848 | Circuit Breaker, VAB Tower C USS-804, breaker 4D | Circuit Breaker-LV Draw Out | ELV | PMHL | FOS | OPERATING | 3 | 2013-05-15
VAE1510501 | K6-0848 | Relay, VAB Tower C USS-804, breaker 4D | Relays-Trip Units | ELV | PMHL | FOS | OPERATING | 4 | 2013-05-14
VAE15106 | K6-0848 | Circuit Breaker, VAB Tower C USS-804, breaker 4C | Circuit Breaker-LV Draw Out | ELV | PMHL | FOS | OPERATING | 3 | 2013-05-15
VAE1510601 | K6-0848 | Relay, VAB Tower C USS-804, breaker 4C | Relays-Trip Units | ELV | PMHL | FOS | OPERATING | 4 | 2013-05-14
VAE15107 | K6-0848 | Circuit Breaker, VAB Tower C USS-804, breaker 4B | Circuit Breaker-LV Draw Out | ELV | PMHL | FOS | OPERATING | 3 | 2018-02-08
VAE1510701 | K6-0848 | Relay, VAB Tower C USS-804, breaker 4B | Relays-Trip Units | ELV | PMHL | FOS | OPERATING | 4 | 2013-05-14
VAE15108 | K6-0848 | Circuit Breaker, VAB Tower C USS-804, B-Side Main breaker | Circuit Breaker-LV Draw Out | ELV | PMHL | FOS | OPERATING | 3 | 2013-05-14
VAE1510801 | K6-0848 | Relay, VAB Tower C USS-804, B-Side Main breaker | Relays-Trip Units | ELV | PMHL | FOS | OPERATING | 4 | 2013-05-14
VAE15109 | K6-0848 | Circuit Breaker, VAB Tower C USS-804, A-Side Main breaker | Circuit Breaker-LV Draw Out | ELV | PMHL | FOS | OPERATING | 3 | 2013-05-15
VAE1510901 | K6-0848 | Relay, VAB Tower C USS-804, A-Side Main breaker | Relays-Trip Units | ELV | PMHL | FOS | OPERATING | 4 | 2013-05-14
VAE15110 | K6-0848 | Circuit Breaker, VAB Tower C USS-804, Tie breaker | Circuit Breaker-LV Draw Out | ELV | PMHL | FOS | OPERATING | 3 | 2013-05-14
VAE1511001 | K6-0848 | Relay, VAB Tower C USS-804, Tie breaker | Relays-Trip Units | ELV | PMHL | FOS | OPERATING | 4 | 2013-05-14
VAE16001 | K6-0848 | SS 804B 750KVA 13.8KV-480/277V SILICONE TYPE GE | Transformers-Oil-MV | EHV | PM/PT | FOS | OPERATING | 2 | 2020-08-10
VAE17001 | K6-0848 | SS 875 45KVA 13.8KV-480/277V DRY GE | Transformers-Dry-MV | EHV | RTF | FOS | OPERATING | 4 | 2011-07-02
VAE18001 | K6-0848 | SS 876 45KVA 13.8KV-480/277V DRY GE | Transformers-Dry-MV | EHV | RTF | FOS | OPERATING | 3 | 2011-06-22
VAE19001 | K6-0848 | SS 806A 1000KVA 13.8KV-480/277V SILICONE TYPE GE | Transformers-Oil-MV | EHV | PM/PT | FOS | OPERATING | 2 | 2020-08-10
VAE20001 | K6-0848 | SS 806B 1000KVA 13.8KV-480/277V SILICONE TYPE GE | Transformers-Oil-MV | EHV | PM/PT | FOS | OPERATING | 4 | 2023-11-02
VAE21001 | K6-0848 | SS 807A 1000KVA 13.8KV-480/277V SILICONE TYPE GE | Transformers-Oil-MV | EHV | PM/PT | FOS | OPERATING | 2 | 2020-08-10
VAE22001 | K6-0848 | SS 807B 1000KVA 13.8KV-480/277V SILICONE TYPE GE | Transformers-Oil-MV | EHV | PM/PT | FOS | OPERATING | 4 | 2023-11-02
VAE22008 | K6-0848 | ATS-4, Automatic Transfer Switch, 600 Amp, 480 Volt | ATS | ELV | PM | FOS | OPERATING | 2 | 2023-09-11
VAE24001-R1 | K6-0848 | SS 878 750KVA 13.8KV-480/277V FR3 OIL PDMT COOPER | Transformers-Oil-MV | EHV | PM/PT | FOS | OPERATING | 4 | 2023-09-15
VAE25001-R1 | K6-0848 | SS 808A 750KVA 13.8KV-480/277V FR3 OIL PDMT COOPER | Transformers-Oil-MV | EHV | PM/PT | FOS | OPERATING | 4 | 2023-08-21
VAE2500201 | K6-0848 | Relay, VAB Tower E USS-808, A-Side Main Breaker | Relays-Trip Units | ELV | PMHL | FOS | OPERATING | 5 | 2012-07-28
VAE2500401 | K6-0848 | Relay, VAB USS-808, Tie Breaker | Relays-Trip Units | ELV | PMHL | FOS | OPERATING | 5 | 2012-07-28
VAE2505001 | K6-0848 | Relay, VAB Tower E USS-808, Breaker 2A | Relays-Trip Units | ELV | PMHL | FOS | OPERATING | 5 | 2012-07-28
VAE2505101 | K6-0848 | Relay, VAB Tower E USS-808, Breaker 2B | Relays-Trip Units | ELV | PMHL | FOS | OPERATING | 4 | 2012-08-01
VAE2505301 | K6-0848 | Relay, VAB Tower E USS-808, Breaker 2D | Relays-Trip Units | ELV | PMHL | FOS | OPERATING | 5 | 2012-07-31
VAE2505501 | K6-0848 | Relay, VAB Tower E USS-808, Breaker 1C | Relays-Trip Units | ELV | PMHL | FOS | OPERATING | 4 | 2012-07-28
VAE2505601 | K6-0848 | Relay, VAB Tower E USS-808, Breaker 3C | Relays-Trip Units | ELV | PMHL | FOS | OPERATING | 4 | 2012-07-28
VAE2505701 | K6-0848 | Relay, VAB Tower E USS-808, Breaker 3D | Relays-Trip Units | ELV | PMHL | FOS | OPERATING | 4 | 2012-07-28
VAE2506001 | K6-0848 | Relay, VAB Tower E USS-808, Breaker 4C | Relays-Trip Units | ELV | PMHL | FOS | OPERATING | 4 | 2012-07-28
VAE2506101 | K6-0848 | Relay, VAB Tower E USS-808, Breaker 4D | Relays-Trip Units | ELV | PMHL | FOS | OPERATING | 4 | 2012-07-28
VAE26001-R1 | K6-0848 | SS 808B 750KVA 13.8KV-480/277V FR3 OIL PDMT COOPER | Transformers-Oil-MV | EHV | PM/PT | FOS | OPERATING | 3 | 2023-04-26
VAE2600201 | K6-0848 | Relay, VAB USS-808, B-Side Main Breaker | Relays-Trip Units | ELV | PMHL | FOS | OPERATING | 4 | 2012-07-28
VAE2608001 | K6-0848 | Relay, VAB Tower E USS-808, Breaker 6A | Relays-Trip Units | ELV | PMHL | FOS | OPERATING | 4 | 2012-07-28
VAE2608201 | K6-0848 | Relay, VAB Tower E USS-808, Breaker 6C | Relays-Trip Units | ELV | PMHL | FOS | OPERATING | 4 | 2012-07-28
VAE2608401 | K6-0848 | Relay, VAB Tower E USS-808, Breaker 7A | Relays-Trip Units | ELV | PMHL | FOS | OPERATING | 4 | 2012-07-28
VAE2608501 | K6-0848 | Relay, VAB Tower E USS-808, Breaker 7B | Relays-Trip Units | ELV | PMHL | FOS | OPERATING | 4 | 2012-07-28
VAE2608601 | K6-0848 | Relay, VAB Tower E USS-808, Breaker 7C | Relays-Trip Units | ELV | PMHL | FOS | OPERATING | 4 | 2012-07-28
VAE2608701 | K6-0848 | Relay, VAB Tower E USS-808, Breaker 7D | Relays-Trip Units | ELV | PMHL | FOS | OPERATING | 4 | 2012-07-28
VAE2608901 | K6-0848 | Relay, VAB Tower E USS-808, Breaker 8C | Relays-Trip Units | ELV | PMHL | FOS | OPERATING | 4 | 2012-07-28
VAE29001-R1 | K6-0848 | SS 879 500KVA 13.8KV-480/277V FR3 OIL PDMT COOPER | Transformers-Oil-MV | EHV | PM/PT | FOS | OPERATING | 4 | 2023-05-16
VAE30001-R1 | K6-0848 | SS 809B 1000KVA 13.8KV-480/277V FR3 OIL PDMT COOPER | Transformers-Oil-MV | EHV | PM/PT | FOS | OPERATING | 4 | 2021-07-13
VAE31001-R1 | K6-0848 | SS 809A 1000KVA 13.8KV-480/277V FR3 OIL PDMT COOPER | Transformers-Oil-MV | EHV | PM/PT | FOS | OPERATING | 4 | 2023-05-02
VAE33001-R1 | K6-0848 | SS 880 500KVA 13.8KV-480/277V FR3 PDMT COOPER | Transformers-Oil-MV | EHV | PM | FOS | OPERATING | 4 | 2023-02-10
VAE34001-R1 | K6-0848 | SS 810A 1000KVA 13.8KV-480/277V FR3 PDMT COOPER | Transformers-Oil-MV | EHV | PM | FOS | OPERATING | 4 | 2023-03-30
VAE35001-R1 | K6-0848 | SS 810B 1000KVA 13.8KV-480/277V FR3 PDMT COOPER | Transformers-Oil-MV | EHV | PM | FOS | OPERATING | 4 | 2023-01-11
VAE36001 | K6-0848 | SS 884 45KVA 13.8KV-480/277V DRY GE | Transformers-Dry-MV | EHV | N/A | XSD | DECOMMISSIONED | 4 | 2011-07-29
VAE37001 | K6-0848 | SS 811A 1000KVA 13.8KV-480/277V SILICONE TYPE GE | Transformers-Oil-MV | EHV | N/A | XSD | DECOMMISSIONED | 2 | 2016-07-11
VAE37001-R1 | K6-0848 | SS 811A 1000KVA 13.8KV-480/277V FR3 OIL PDMT EATON | Transformers-Oil-MV | EHV | PM | FOS | OPERATING | 4 | 2024-04-13
VAE38001 | K6-0848 | SS 811B 1000KVA 13.8KV-480/277V SILICONE TYPE GE | Transformers-Oil-MV | EHV | N/A | XSD | DECOMMISSIONED | 3 | 2016-03-28
VAE38001-R1 | K6-0848 | SS 811B 1000KVA 13.8KV-480/277V FR3 OIL PDMT EATON | Transformers-Oil-MV | EHV | PM | FOS | OPERATING | 4 | 2024-01-16
VAE38020-R1 | K6-0848 | ATS-7, Automatic Transfer Switch, 600 Amp, 480 Volt, Tower F, 36th floor | ATS | ELV | PM | FOS | OPERATING | 4 | 2022-07-12
VAE40001 | K6-0848 | SS 816A 1500KVA 13.8KV-480/277V OIL PDMT SQ D | Transformers-Oil-MV | EHV | PM/PT | FOS | OPERATING | 4 | 2021-03-04
VAE41001 | K6-0848 | SS 816B 1500KVA 13.8KV-480/277V OIL PDMT SQ D | Transformers-Oil-MV | EHV | PM/PT | FOS | OPERATING | 4 | 2023-04-13
VAE42019 | K6-0848 | ATS-8, Automatic Transfer Switch, 400 Amp, 480 Volt | ATS | ELV | PM | FOS | OPERATING | 3 | 2023-10-14
VAE44001-R1 | K6-0848 | SS 817A 2500KVA 13.8KV-480/277V FR3 PDMT COOPER | Transformers-Oil-MV | EHV | PM | FOS | OPERATING | 4 | 2023-01-09
VAE45001-R1 | K6-0848 | SS 817B 2500KVA 13.8KV-480/277V FR3 PDMT COOPER | Transformers-Oil-MV | EHV | PM | FOS | OPERATING | 3 | 2023-03-28
VAE48001 | K6-0848 | SS 803B 1000KVA 13.8KV-480/277V SILICONE TYPE GE | Transformers-Oil-MV | EHV | N/A | NAB | DECOMMISSIONED | 1 | 2014-12-08
VAE48031 | K6-0848 | ATS-3, Automatic Transfer Switch, 400 Amp, 480 Volt | ATS | ELV | PM | FOS | OPERATING | 4 | 2023-01-04
VAE50001 | K6-0848 | SWSTA 801A 2000A 15KV SQ D | Bus-MV | EHV | PM | FOS | OPERATING | 4 | 2023-03-09
VAE5001A | K6-0848 | VCB 1A SWSTA 801A 1200A 15KV CUB 1A SPARE SQ D | Circuit Breaker-VCB | EHV | PM | FOS | OPERATING | 4 | 2023-03-07
VAE5001A01 | K6-0848 | RELAY, SS 801A, SEL-351A CUB 1A SCHWEITZER | Relays-MV | EHV | PM | FOS | OPERATING | 4 | 2023-08-23
VAE5001B | K6-0848 | VCB 1B SWSTA 801A 1200A 15KV CUB 1B SQ D | Circuit Breaker-VCB | EHV | PM | FOS | OPERATING | 4 | 2023-03-07
VAE5001B01 | K6-0848 | RELAY, SS 801A, SEL-351A CUB 1B SCHWEITZER | Relays-MV | EHV | PM | FOS | OPERATING | 4 | 2023-08-15
VAE5002B | K6-0848 | VCB 2B MAIN A SWSTA 801A 2000A 15KV CUB 2B SQ D | Circuit Breaker-VCB | EHV | PM | FOS | OPERATING | 4 | 2023-03-07
VAE5002B01 | K6-0848 | RELAY, SS 801A, SEL-351S CUB 2B SCHWEITZER | Relays-MV | EHV | PM | FOS | OPERATING | 4 | 2023-09-28
VAE5003B | K6-0848 | VCB 3B TIE A SWSTA 801A 2000A 15KV CUB 3B SQ D | Circuit Breaker-VCB | EHV | PM | FOS | OPERATING | 4 | 2023-03-07
VAE5003B01 | K6-0848 | RELAY, SS 801A, SEL-351S CUB 3B SCHWEITZER | Relays-MV | EHV | PM | FOS | OPERATING | 4 | 2023-09-28
VAE51001 | K6-0848 | SWSTA 801B 2000A 15KV SQ D | Bus-MV | EHV | PM | FOS | OPERATING | 4 | 2023-06-01
VAE5104B | K6-0848 | VCB 4B TIE B SWSTA 801B 2000A 15KV CUB 4B SQ D | Circuit Breaker-VCB | EHV | PM | FOS | OPERATING | 4 | 2023-05-30
VAE5104B01 | K6-0848 | RELAY, SS 801B, SEL-351S CUB 4B SCHWEITZER | Relays-MV | EHV | PM | FOS | OPERATING | 4 | 2023-08-15
VAE5105B | K6-0848 | VCB 5B MAIN B SWSTA 801B 2000A 15KV CUB 5B SQ D | Circuit Breaker-VCB | EHV | PM | FOS | OPERATING | 4 | 2023-06-01
VAE5105B01 | K6-0848 | RELAY, SS 801B, SEL-351S CUB 5B SCHWEITZER | Relays-MV | EHV | PM | FOS | OPERATING | 4 | 2023-09-28
VAE5106A | K6-0848 | VCB 6A SWSTA 801B 1200A 15KV CUB 6A SQ D | Circuit Breaker-VCB | EHV | PM | FOS | OPERATING | 4 | 2023-05-30
VAE5106A01 | K6-0848 | RELAY, SS 801B, SEL-351A CUB 6A SCHWEITZER | Relays-MV | EHV | PM | FOS | OPERATING | 4 | 2023-08-15
VAE5106B | K6-0848 | VCB 6B SWSTA 801B 1200A 15KV CUB 6B SQ D | Circuit Breaker-VCB | EHV | PM | FOS | OPERATING | 4 | 2023-05-31
VAE5106B01 | K6-0848 | RELAY, SS 801B, SEL-351A CUB 6B SCHWEITZER | Relays-MV | EHV | PM | FOS | OPERATING | 4 | 2023-08-23
VAE52001 | K6-0848 | SS 805A 1000A 13.8KV-480/277V FR3 OIL PMTD COOPER | Transformers-Oil-MV | EHV | PM | FOS | OPERATING | 4 | 2023-04-20
VAE53001 | K6-0848 | SS 805B 1000A 13.8KV-480/277V FR3 OIL PMTD COOPER | Transformers-Oil-MV | EHV | PM | FOS | OPERATING | 4 | 2023-07-21
VAE54001 | K6-0848 | SS 813A 1000A 13.8KV-480/277V FR3 OIL PMTD COOPER | Transformers-Oil-MV | EHV | PM | FOS | OPERATING | 4 | 2023-04-20
VAE55001 | K6-0848 | SS 813B 1000A 13.8KV-480/277V FR3 OIL PMTD COOPER | Transformers-Oil-MV | EHV | PM | FOS | OPERATING | 3 | 2023-07-21
VAE90001 | K6-0848 | GROUNDING SYSTEM FACILITY (Non-Ordinance Areas) | Grounding | ELV | PM | FOS | OPERATING | 4 | 2024-05-07
VAE90002 | K6-0848 | GROUNDING SYSTEM FACILITY (Ordinance Areas) | Grounding-Ord | ELV | PM | FOS | OPERATING | 4 | 2024-04-24
VAF20001 | K6-0848 | WET PIPE FIRE SPRINKLER | Wet Pipe | PSY | PM | FOS | OPERATING | 3 | 2024-04-24
VAF2001M | K6-0848 | WET PIPE FIRE SPRINKLER | Wet Pipe | PSY | PM | FOS | OPERATING | 3 | 2024-04-17
VAF2001N | K6-0848 | WET PIPE FIRE SPRINKLER | Wet Pipe | PSY | PM | FOS | OPERATING | 3 | 2024-04-08
VAF2002M | K6-0848 | WET PIPE FIRE SPRINKLER | Wet Pipe | PSY | PM | FOS | OPERATING | 3 | 2023-10-11
VAF2002N | K6-0848 | WET PIPE FIRE SPRINKLER | Wet Pipe | PSY | PM | FOS | OPERATING | 3 | 2024-04-15
VAF2003M | K6-0848 | WET PIPE FIRE SPRINKLER | Wet Pipe | PSY | PM | FOS | OPERATING | 3 | 2024-04-16
VAF2003N | K6-0848 | WET PIPE FIRE SPRINKLER | Wet Pipe | PSY | PM | FOS | OPERATING | 3 | 2024-04-24
VAF200MN | K6-0848 | WET PIPE FIRE SPRINKLER | Wet Pipe | PSY | PM | FOS | OPERATING | 3 | 2023-10-10
VAF2101M | K6-0848 | WET PIPE FIRE SPRINKLER | Wet Pipe | PSY | PM | FOS | OPERATING | 3 | 2024-04-16
VAF210MM | K6-0848 | WET PIPE FIRE SPRINKLER | Wet Pipe | PSY | PM | FOS | OPERATING | 3 | 2024-04-17
VAF220MM | K6-0848 | WET PIPE FIRE SPRINKLER | Wet Pipe | PSY | PM | FOS | OPERATING | 3 | 2024-04-15
VAF23FHM | K6-0848 | HOSE, FIRE SYSTEM, STAIRS #15,16,18 | Valves-Fire Hose | PSY | N/A | XSD | DECOMMISSIONED | 4 | 2014-01-15
VAFH1010 | K6-0848 | HYDRANT, FIRE, MUELLER 5-1/4" 1964 | Hydrant | WWS | N/A | XSD | DECOMMISSIONED | 4 | 2015-03-05
VAFH1010-R1 | K6-0848 | Hydrant, FIRE, AMERICAN DARLING, 2017 | Hydrant | WWS | PM | FOS | OPERATING | 4 | 2023-07-20
VAFH1040 | K6-0848 | HYDRANT, FIRE, MUELLER 5-1/4" 1964 | Hydrant | WWS | N/A | XSD | DECOMMISSIONED | 4 | 2015-03-09
VAFH1040-R1 | K6-0848 | Hydrant, FIRE, AMERICAN DARLING, 2017 | Hydrant | WWS | PM | FOS | OPERATING | 3 | 2023-07-19
VAFH1065 | K6-0848 | HYDRANT, FIRE, MUELLER 5-1/4" 1964 | Hydrant | WWS | N/A | XSD | DECOMMISSIONED | 4 | 2015-03-03
VAFH1065-R1 | K6-0848 | Hydrant, FIRE, AMERICAN DARLING, 2017 | Hydrant | WWS | PM | FOS | OPERATING | 3 | 2023-07-19
VAFH1170 | K6-0848 | HYDRANT, FIRE, MUELLER 5-1/4" 1964 | Hydrant | WWS | N/A | XSD | DECOMMISSIONED | 4 | 2015-03-02
VAFH1170-R1 | K6-0848 | Hydrant, FIRE, AMERICAN DARLING, 2013 | Hydrant | WWS | PM | FOS | OPERATING | 4 | 2023-08-31
VAFH1180 | K6-0848 | Hydrant, FIRE, AMERICAN DARLING, 2013 | Hydrant | WWS | PM | FOS | OPERATING | 3 | 2023-10-31
VAFH1190 | K6-0848 | Hydrant, FIRE, AMERICAN DARLING, 2013 | Hydrant | WWS | PM | FOS | OPERATING | 4 | 2023-08-30
VAFH1250 | K6-0848 | HYDRANT, FIRE, MUELLER 5-1/4" 1964 | Hydrant | WWS | N/A | XSD | DECOMMISSIONED | 4 | 2021-11-05
VAFH1270 | K6-0848 | HYDRANT, FIRE, MUELLER 5-1/4" 1964 | Hydrant | WWS | N/A | XSD | DECOMMISSIONED | 4 | 2019-12-11
VAFH1270-R1 | K6-0848 | Hydrant, FIRE, AMERICAN DARLING, 2017 | Hydrant | WWS | PM | FOS | OPERATING | 3 | 2023-07-19
VAFH1300 | K6-0848 | HYDRANT, FIRE, MUELLER 5-1/4" 1964 | Hydrant | WWS | N/A | XSD | DECOMMISSIONED | 4 | 2022-03-15
VAFH1300-R1 | K6-0848 | HYDRANT, FIRE, AMERICAN DARLING, 5-1/4" 2017 | Hydrant | WWS | PM | FOS | OPERATING | 3 | 2023-07-19
VAFH1340 | K6-0848 | HYDRANT, FIRE, MUELLER 5-1/4" 1964 | Hydrant | WWS | N/A | XSD | DECOMMISSIONED | 4 | 2015-02-27
VAFH1340-R1 | K6-0848 | Hydrant, FIRE, AMERICAN DARLING, 2017 | Hydrant | WWS | PM | FOS | OPERATING | 4 | 2023-07-24
VAFHA487 | K6-0848 | HALON CYLINDER STORAGE | Halon | PSY | N/A | XSD | DECOMMISSIONED | 4 | 2012-03-23
VAFKPAB065 | K6-0848 | AUXILLARY BOX | ESS | PSY | PM | FOS | OPERATING | 3 | 2024-05-08
VAFKPCP018 | K6-0848 | INTELLIGENT SYSTEM CONTROLLER #18 | ESS | PSY | PM | FOS | OPERATING | 3 | 2024-05-08
VAFKPCP019 | K6-0848 | INTELLIGENT SYSTEM CONTROLLER #19 | ESS | PSY | PM | FOS | OPERATING | 3 | 2024-05-07
VAFKPCP020 | K6-0848 | INTELLIGENT SYSTEM CONTROLLER #20 | ESS | PSY | PM | FOS | OPERATING | 3 | 2024-04-30
VAFKPCP106 | K6-0848 | INTELLIGENT SYSTEM CONTROLLER #106 | ESS | PSY | PM | FOS | OPERATING | 3 | 2024-05-05
VAFKPDP061 | K6-0848 | DOOR PORTAL | ESS | PSY | PM | FOS | OPERATING | 3 | 2024-04-30
VAFKPDP062 | K6-0848 | DOOR PORTAL | ESS | PSY | PM | FOS | OPERATING | 3 | 2024-05-10
VAFKPDP063 | K6-0848 | DOOR PORTAL | ESS | PSY | PM | FOS | OPERATING | 3 | 2024-04-29
VAFKPDP064 | K6-0848 | DOOR PORTAL | ESS | PSY | PM | FOS | OPERATING | 3 | 2024-04-29
VAFKPDP065 | K6-0848 | DOOR PORTAL | ESS | PSY | PM | FOS | OPERATING | 3 | 2024-04-29
VAFKPDP066 | K6-0848 | DOOR PORTAL | ESS | PSY | PM | FOS | OPERATING | 3 | 2024-05-10
VAFKPDP067 | K6-0848 | DOOR PORTAL | ESS | PSY | PM | FOS | OPERATING | 3 | 2024-05-10
VAFKPDP068 | K6-0848 | DOOR PORTAL | ESS | PSY | PM | FOS | OPERATING | 4 | 2024-05-03
VAFKPFD191 | K6-0848 | FIBER OPTIC INTRUSION DETECTION SYS | ESS | PSY | PM/TS | NOS | DECOMMISSIONED | 2 | 2014-12-04
VAH01001 | K6-0848 | PUMP P-107 SHW REHEAT | Pump-Pad Mount-(HTHW/HW)-GT10HP | HVC | N/A | XSD | DECOMMISSIONED | 4 | 2019-02-06
VAH01002 | K6-0848 | PUMP P-106 SHW REHEAT | Pump-Pad Mount-(HTHW/HW)-GT10HP | HVC | N/A | XSD | DECOMMISSIONED | 4 | 2019-02-06
VAH01003 | K6-0848 | PUMP P-108 SHW REHEAT | Pump-Pad Mount-(HTHW/HW)-GT10HP | HVC | N/A | XSD | DECOMMISSIONED | 4 | 2016-01-20
VAH01006 | K6-0848 | HEAT EXCHANGER, REHEAT | Heat Exchanger | HVC | N/A | XSD | DECOMMISSIONED | 4 | 2018-06-14
VAH01011 | K6-0848 | TANK, EXPANSION SHW REHEAT | Tanks-Expansion-HW | HVC | N/A | XSD | DECOMMISSIONED | 4 | 2019-02-21
VAH02001 | K6-0848 | PUMP P102 HTHW SEC | Pump-Pad Mount-(HTHW/HW)-GT10HP | HVC | N/A | XSD | DECOMMISSIONED | 4 | 2013-08-08
VAH02002 | K6-0848 | PUMP P101 HTHW SEC | Pump-Pad Mount-(HTHW/HW)-GT10HP | HVC | N/A | XSD | DECOMMISSIONED | 2 | 2019-08-13
VAH02006 | K6-0848 | HEAT EXCHANGER | Heat Exchanger | HVC | N/A | XSD | DECOMMISSIONED | 4 | 2017-06-16
VAH02008 | K6-0848 | TANK, EXPANSION | Tanks-Expansion-HW | HVC | N/A | XSD | DECOMMISSIONED | 4 | 2019-02-21
VALAD1312 | K6-0848 | Ladder Lad Safe | Ladder | STR | PM | FOS | OPERATING | 4 | 2024-05-02
VALAD1452 | K6-0848 | Ladder Antenna Products | Ladder | STR | PM | FOS | OPERATING | 4 | 2024-03-29
VALAD1527 | K6-0848 | Ladder Lad Safe | Ladder | STR | PM | FOS | OPERATING | 4 | 2024-05-07
VALAD7000 | K6-0848 | Ladder Lad Safe | Ladder | STR | PM | FOS | OPERATING | 4 | 2024-05-02
VAODMS-HB3PC | K6-0848 | ODMS, GASPROTECH SERIES 2100 | ODMS | ELV | PM | FOS | OPERATING | 4 | 2023-11-09
VAODMS-HB3PD | K6-0848 | ODMS, GASPROTECH SERIES 2100 | ODMS | ELV | PM | FOS | OPERATING | 4 | 2023-11-09
VAODMS-HB3PE | K6-0848 | ODMS, GASPROTECH SERIES 2100 | ODMS | ELV | PM | FOS | OPERATING | 4 | 2023-11-09
VAODMS-HB3PF | K6-0848 | ODMS, GASPROTECH SERIES 2100 | ODMS | ELV | PM | FOS | OPERATING | 4 | 2023-11-09
VAUP009 | K6-0848 | UPS-9, 9390-160, 160KVA, 480VAC Out, VAB [FIC0003] | UPS-Self Contained | ELV | PM | FOS | OPERATING | 4 | 2024-03-25
VBA05001 | K6-0848 | AIR DRYER | Refrigeration-Air Dryer | HVC | N/A | XSD | DECOMMISSIONED | 3 | 2016-12-01
VBA05002 | K6-0848 | AIR DRYER | Refrigeration-Air Dryer | HVC | N/A | XSD | DECOMMISSIONED | 3 | 2016-12-01
VBA13001 | K6-0848 | CONDENSING UNIT (460V, Service Disconnect Located on N/E Roof) | Condensing Unit | HVC | N/A | NAB | DECOMMISSIONED | 3 | 2013-10-31
VBA13002 | K6-0848 | A/C UNIT, 460V 3 Phase ( Service Disconnect Located on N/E Roof) | AHU-DX-5T_30T | HVC | N/A | NAB | DECOMMISSIONED | 3 | 2016-04-08
VBACAAD001 | K6-0848 | Air Dryer, Compressed Air, A128222, High Bay 1, VAB | Refrigeration-Air Dryer | HVC | PM | FOS | OPERATING | 3 | 2023-11-24
VBE00ATS96 | K6-0848 | ATS-96, Automatic Transfer Switch | ATS | ELV | PM/TS | NOS | DECOMMISSIONED | 4 | 2015-12-22
VBE00ATS97 | K6-0848 | ATS-97, Automatic Transfer Switch | ATS | ELV | PM | FOS | OPERATING | 4 | 2024-01-18
VBE00ATS98 | K6-0848 | ATS-98, Automatic Transfer Switch | ATS | ELV | PM | FOS | OPERATING | 4 | 2024-01-22
VBE00ATS99 | K6-0848 | ATS-99, Automatic Transfer Switch | ATS | ELV | PM/TS | NOS | DECOMMISSIONED | 4 | 2016-01-12
VBE0ATS100 | K6-0848 | ATS-100, Automatic Transfer Switch | ATS | ELV | PM | FOS | OPERATING | 3 | 2024-01-18
VD301001 | K6-0848 | SHOWER & EYEWASH, HAWS, M/N 8309 | Shwr-Eyewash | WWS | PM | FOS | OPERATING | 3 | 2023-11-21
VDA05005 | K6-0848 | Air Dryer, Compressed Air, A128251, High Bay 3, VAB | Refrigeration-Air Dryer | HVC | N/A | XSD | DECOMMISSIONED | 1 | 2019-06-26
VDA05005-R1 | K6-0848 | Air Dryer, Compressed Air, A128251, High Bay 3, VAB | Refrigeration-Air Dryer | HVC | PM | FOS | OPERATING | 3 | 2023-11-14
VDA05006 | K6-0848 | Air Dryer, Compressed Air, A128252, High Bay 3, VAB | Refrigeration-Air Dryer | HVC | N/A | XSD | DECOMMISSIONED | 1 | 2019-06-26
VDA05006-R1 | K6-0848 | Air Dryer, Compressed Air, A128252, High Bay 3, VAB | Refrigeration-Air Dryer | HVC | PM | FOS | OPERATING | 3 | 2023-11-14
VDA07001 | K6-0848 | AIR HANDLER UNIT, A/C 33 (480V, Service Disconnect Located on South PF B/M) | AHU-DX-5T_30T | HVC | N/A | NIC | NOT_IN_CONTRACT | 3 | 2012-02-21
VDA07002 | K6-0848 | AIR HANDLER UNIT, A/C 34 (480V, Service Disconnect Located on South PF D3) | AHU-DX-5T_30T | HVC | N/A | NIC | NOT_IN_CONTRACT | 3 | 2012-02-21
VDA07003 | K6-0848 | AIR HANDLER UNIT, A/C 35 (480V, Service Disconnect Located on South PF D3) | AHU-DX-5T_30T | HVC | N/A | NIC | NOT_IN_CONTRACT | 3 | 2012-02-22
VDA07004 | K6-0848 | AIR HANDLER UNIT, A/C 36 (480V, Service Disconnect Located on North PF B/M) | AHU-DX-5T_30T | HVC | N/A | NIC | NOT_IN_CONTRACT | 3 | 2012-02-22
VDS12001 | K6-0848 | BFP, WATTS, 2" | BFP | WWS | PM | FOS | OPERATING | 4 | 2023-12-19
VDS12002 | K6-0848 | BFP, WATTS, 1 1/2" S/N 68613 | BFP | WWS | PM | FOS | OPERATING | 4 | 2023-12-19
VFF20001 | M6-0409G | WET PIPE FIRE SPRINKLER SYSTEM | Wet Pipe | PSY | PM | FOS | OPERATING | 3 | 2024-02-05
VFFFACP2N64 | M6-0409G | 4007 FIRE ALARM CONTROL PANEL | FACP | PSY | PM | FOS | OPERATING | 3 | 2024-03-07
VFFFACPN64 | M6-0409G | FIRE ALARM SYSTEM, SPACE SHOP | FACP | PSY | N/A | XSD | DECOMMISSIONED | 4 | 2017-09-19
VFFFACPN69 | M6-0407 | FACP, SIMPLEX 4100ES | FACP | PSY | PM | FOS | OPERATING | 4 | 2024-03-30
VFFFART001 | M6-0409G | CENTRAL RADIO MONITORING SYSTEM (CRMS) TRANSCEIVER | CRMS | PSY | PM | FOS | OPERATING | 3 | 2024-02-04
VFFSYWS001 | M6-0407 | Wet Pipe Fire Sprinkler System | Wet Pipe | PSY | PM | FOS | OPERATING | 3 | 2024-02-09
VFS12001 | M6-0410 | BFP WATTS 009-M1-QT 2" S/N 52057 LAWN SPRINKLER | BFP | WWS | PM | FOS | OPERATING | 4 | 2023-09-26
VFS12003 | M6-0410 | BFP AMES RP 1", MODEL 400B, S/N 01488 | BFP | WWS | PM | FOS | OPERATING | 4 | 2023-09-28
VFS12004 | M6-0410 | BFP FEBCO 6â€, MODEL 850, S/N 1012151002 | BFP-Fire | WWS | PM | FOS | OPERATING | 4 | 2024-03-14
VH301004 | M6-0409 | GREASE TRAP ZURN SN Z-1172 | Grease Trap | WWS | PM | FOS | OPERATING | 3 | 2024-04-20
VH301005 | M6-0409 | GREASE TRAP | Grease Trap | WWS | PM | FOS | OPERATING | 3 | 2024-04-20
VH301006 | M6-0409 | GREASE TRAP | Grease Trap | WWS | PM | FOS | OPERATING | 3 | 2024-04-22
VH301007 | M6-0457 | GREASE TRAP, IN GROUND | Grease Trap | WWS | PM | FOS | OPERATING | 3 | 2024-05-09
VH301008 | M6-0457 | Grease Trap, VIC TICKETY ENTRY | Grease Trap | WWS | PM | FOS | OPERATING | 3 | 2024-04-20
VHE01001 | M6-0409 | SS 165 1000KVA 13.2KV/480V PDMT | Transformers-Oil-MV | EHV | PT | FOS | OPERATING | 4 | 2023-03-18
VHE02001 | M6-0409 | SS 166 1000KVA 13.2KV/480V PDMT | Transformers-Oil-MV | EHV | PT | FOS | OPERATING | 4 | 2023-03-30
VHE04001 | M6-0409E | SS 167 1000KVA 13.2KV/480V PDMT | Transformers-Oil-MV | EHV | PT | FOS | OPERATING | 2 | 2020-08-10
VHE06001 | M6-0409 | SS 125 1000KVA 13.2KV/480V PDMT | Transformers-Oil-MV | EHV | PM | FOS | OPERATING | 4 | 2023-02-16
VHE07001 | M6-0457 | SS 136 750KVA 13.2KV-480/277V OIL PDMT COOPER | Transformers-Oil-MV | EHV | PT | FOS | OPERATING | 4 | 2023-07-14
VHF20410 | M6-0410 | WET PIPE FIRE SPRINKLER SYSTEM | Wet Pipe | PSY | PM | FOS | OPERATING | 3 | 2023-11-09
VHFDTCPN58 | M6-0409 | SIMPLEX 4100ES DATA TAP FILTERING PANEL | CRMS | PSY | PM | FOS | OPERATING | 3 | 2024-02-03
VHFFAAS001 | M6-0457 | VESDA AIR SAMPLING SMOKE DETECTION, FOCUS UNIT | ASSD | PSY | PM | FOS | OPERATING | 4 | 2023-10-27
VHFFAAS002 | M6-0409 | VESDA, COMPACT, ATX VLC 2 *DNC SUPPORT REQUIRED FOR ACCESS* | ASSD | PSY | PM | FOS | OPERATING | 3 | 2023-09-25
VHFFAAS003 | M6-0409 | VESDA, COMPACT, ATX VLC 3 *DNC SUPPORT REQUIRED FOR ACCESS* | ASSD | PSY | PM | FOS | OPERATING | 3 | 2023-09-25
VHFFAAS004 | M6-0409 | VESDA, COMPACT, ATX VLC 4 *DNC SUPPORT REQUIRED FOR ACCESS* | ASSD | PSY | PM | FOS | OPERATING | 4 | 2023-10-02
VHFFAAS005 | M6-0409 | VESDA, COMPACT, ATX VLP 4 *DNC SUPPORT REQUIRED FOR ACCESS* | ASSD | PSY | PM | FOS | OPERATING | 3 | 2023-10-10
VHFFAAS01 | M6-0409 | VESDA, COMPACT, ATX VLC 1 *DNC SUPPORT REQUIRED FOR ACCESS* | ASSD | PSY | PM | FOS | OPERATING | 3 | 2023-10-02
VHFFACP003 | M6-0409P | SIMPLEX 4006 FACP, NON-NETWORKED | FACP | PSY | PM | FOS | OPERATING | 3 | 2023-05-30
VHFFACPN58 | M6-0409 | FACP, SIMPLEX 4100, ANNUNCIATOR | FACP | PSY | N/A | XSD | DECOMMISSIONED | 3 | 2018-01-19
VHFFACPN60 | M6-0457 | FACP, SIMPLEX 4100 | FACP | PSY | PM | FOS | OPERATING | 3 | 2024-03-20
VHFFACPN70 | M6-0410 | FACP, SIMPLEX 4020 | FACP | PSY | PM | FOS | OPERATING | 3 | 2023-05-31
VHFFACPN71 | M6-0409 | FACP, SIMPLEX 4100U | FACP | PSY | PM | FOS | OPERATING | 3 | 2023-11-02
VHFFACPN73 | M6-0458 | NETWORKED FIRE ALARM PANEL | FACP | PSY | PM | FOS | OPERATING | 3 | 2024-05-05
VHFFADT001 | M6-0409 | CENTRAL RADIO MONITORING SYSTEM (CRMS) DATATAP | CRMS | PSY | PMHL | FOS | OPERATING | 4 | 2021-09-13
VHFH1180 | UK-0031 | HYDRANT, FIRE, MUELLER 5-1/4", 1997 | Hydrant | WWS | PM | FOS | OPERATING | 4 | 2023-05-04
VHFH1233-R1 | UK-0031 | HYDRANT, FIRE, MUELLER 5-1/4", 2012 | Hydrant | WWS | PM | FOS | OPERATING | 4 | 2023-04-28
VHFH1295 | UK-0031 | HYDRANT, FIRE | Hydrant | WWS | PM | FOS | OPERATING | 3 | 2024-05-09
VHFKPAB331 | M6-0458 | AUXILIARY BOX, ESS-AC | ESS | PSY | PM | FOS | OPERATING | 3 | 2024-04-15
VHFKPCP033 | M6-0409 | INTELLIGENT SYSTEM CONTROLLER #33 | ESS | PSY | PM | FOS | OPERATING | 4 | 2024-04-17
VHFKPDP332 | M6-0409 | DOOR PORTAL SECURITY SYSTEM | Door Portal | PSY | PM | FOS | OPERATING | 4 | 2024-04-17
VHFSCWC001 | M6-0457 | WET CHEMICAL FIRE SUPPRESSION, RM 1020 | Wet Chem | PSY | PM | FOS | OPERATING | 3 | 2023-11-09
VHFSCWC003 | M6-0409 | WET CHEMICAL SYSTEM, UL300, ANSUL | Wet Chem | PSY | PM/AS | NOS | DECOMMISSIONED | 4 | 2022-06-21
VHFSCWC004 | M6-0409 | WET CHEMICAL SYSTEM, UL300, ANSUL | Wet Chem | PSY | PM/AS | NOS | DECOMMISSIONED | 4 | 2022-06-23
VHFSYDS001 | M6-0458 | DRY PIPE SPRINKLER SYSTEM w/GN2 | Dry Pipe | PSY | PM | FOS | OPERATING | 4 | 2024-04-19
VHFSYDS002 | M6-0409 | Dry Pipe Fire Sprinkler System | Dry Pipe | PSY | PM | FOS | OPERATING | 3 | 2024-04-23
VHFSYST001 | M6-0409 | STANDPIPE SYSTEM / HOSE STATIONS | Valves-Fire Hose | PSY | PM | FOS | OPERATING | 3 | 2023-07-12
VHFSYST002 | M6-0457 | STANDPIPE SYSTEM / HOSE STATIONS, RM 1017 | Valves-Fire Hose | PSY | PM | FOS | OPERATING | 3 | 2023-07-25
VHFSYWS001 | M6-0409 | WET PIPE FIRE SPRINKLER SYSTEM | Wet Pipe | PSY | PM | FOS | OPERATING | 3 | 2024-03-04
VHFSYWS002 | M6-0409 | WET PIPE FIRE SPRINKLER SYSTEM, RM 1402 | Wet Pipe | PSY | PM | FOS | OPERATING | 3 | 2024-03-28
VHFSYWS003 | M6-0457 | WET PIPE FIRE SPRINKLER SYSTEM, RM 1017 | Wet Pipe | PSY | PM | FOS | OPERATING | 3 | 2024-01-11
VHFSYWS004 | M6-0409P | WET PIPE SPRINKLER, 2.5" | Wet Pipe | PSY | PM | FOS | OPERATING | 3 | 2024-03-05
VHFSYWS005 | M6-0409 | Wet Pipe Fire Sprinkler System, sub-system | Wet Pipe | PSY | PM | FOS | OPERATING | 3 | 2023-11-13
VHFSYWS006 | M6-0409 | Wet Pipe Fire Sprinkler System, ATX | Wet Pipe | PSY | PM | FOS | OPERATING | 3 | 2023-10-17
VHFSYWS458 | M6-0458 | WET PIPE SPRINKLER SYSTEM | Wet Pipe | PSY | PM | FOS | OPERATING | 3 | 2024-04-08
VHS12002 | M6-0410 | BFP FEBCO 805Y 3/4" S/N A000192 BYPASS | BFP | WWS | N/A | XSD | DECOMMISSIONED | 3 | 2015-11-17
VHS12003 | M6-0410 | BFP WATTS 009-M2-QT 1.5" S/N 09944 POTABLE | BFP | WWS | PM | FOS | OPERATING | 4 | 2023-09-26
VHS12004 | M6-0410 | BFP WATTS 009-M1-QT 1.5" S/N 45381 POTABLE | BFP | WWS | PM | FOS | OPERATING | 4 | 2023-09-26
VHS12005 | M6-0410 | BFP WATTS 709 DCDA 4" S/N 131173 FIRE | BFP-Fire | WWS | PM | FOS | OPERATING | 4 | 2024-02-15
VHS12007 | M6-0410 | BFP AMES-CENTRAL 6" D.C. S/N 3LN1240 FIRE | BFP-Fire | WWS | PM | FOS | OPERATING | 4 | 2024-02-13
VHS12008 | M6-0410 | BFP WATTS 007-M1 3/4" S/N 40168 BYPASS | BFP | WWS | N/A | XSD | DECOMMISSIONED | 1 | 2017-01-13
VHS12009 | M6-0410 | BFP WATTS 909 3" S/N 153980 POTABLE | BFP | WWS | N/A | XSD | DECOMMISSIONED | 3 | 2017-11-15
VHS12009-R1 | M6-0410 | BFP WATTS LF909 3" S/N 10163 POTABLE | BFP | WWS | PM | FOS | OPERATING | 4 | 2024-02-14
VHS12010 | M6-0410 | BFP WATTS 909 3" S/N 153179 POTABLE | BFP | WWS | N/A | XSD | DECOMMISSIONED | 5 | 2016-06-23
VHS12010-R1 | M6-0410 | BFP WATTS 909 3" S/N 003113 POTABLE | BFP | WWS | PM | FOS | OPERATING | 3 | 2024-02-21
VHS12011 | M6-0410 | BFP WATTS 709 6" S/N 252871 FIREX | BFP-Fire | WWS | PM | FOS | OPERATING | 4 | 2024-03-14
VHS12012 | M6-0410 | BFP WATTS 009-M2-QT S/N 133856 2" LWN SPKLER DUAL | BFP | WWS | PM | FOS | OPERATING | 4 | 2023-12-18
VHS12013 | M6-0410 | BFP WATTS 009-M2-QT S/N 195146 2" LWN SPKLER DUAL | BFP | WWS | PM | FOS | OPERATING | 3 | 2023-12-18
VHS12018 | UK-0031 | BFP, WILKINS-ZURN, 2â€ RP MODEL 975XL, SN 2106990 | BFP | WWS | PM | FOS | OPERATING | 4 | 2023-11-07
VHS12019 | UK-0031 | BFP, WILKINS-ZURN, 6â€ DC MODEL 350A, SN U04498 | BFP-Fire | WWS | PM | FOS | OPERATING | 3 | 2024-02-04
VHS12020 | M6-0410 | BFP AMES 400B 1" S/N 01492 | BFP | WWS | PM | FOS | OPERATING | 3 | 2024-03-14
VHS12022 | M6-0410 | BFP, Potable, RPZ, 1 inch | BFP | WWS | PM | FOS | OPERATING | 4 | 2024-03-13
VHS12023 | M6-0410 | BFP, Potable, RPZ, 1 inch | BFP | WWS | PM | FOS | OPERATING | 4 | 2024-03-13
VHS12024 | M6-0409G | BFP WILKINS 350DA - 6" O/S - S/N N56126 | BFP-Fire | WWS | PM | FOS | OPERATING | 3 | 2024-02-22
VIFFACPN62 | M6-0409E | FIRE ALARM CONTROL PANEL | FACP | PSY | PM | FOS | OPERATING | 3 | 2024-01-21
VIFSCWC001 | M6-0409E | WET CHEM FIRE SUPPRESSION SYSTEM | Wet Chem | PSY | PM | FOS | OPERATING | 3 | 2024-03-27
VIFSYWS001 | M6-0409E | WET PIPE FIRE SPRINKLER SYSTEM, RM 1009 | Wet Pipe | PSY | PM | FOS | OPERATING | 3 | 2024-03-28
VJFH1340 | M6-0409F | HYDRANT, FIRE, MUELLER 5-1/4" 1967 | Hydrant | WWS | PM | FOS | OPERATING | 3 | 2024-01-10
VK501002 | M6-0687 | ROOF, AUTOMOTIVE MAINTENANCE AND SERVICE #2 SF 24 | Roof-Metal | STR | PM | FOS | OPERATING | 3 | 2024-03-22
VKF11001 | M6-0687 | FCI FC-72 FACP | FACP | PSY | PM | FOS | OPERATING | 2 | 2021-01-19
VKF20001 | M6-0687 | SPRINKLER FIRE ALARM SYSTEM | Wet Pipe | PSY | PM | FOS | OPERATING | 3 | 2023-11-22
VM201001 | M6-0688 | LIGHTNING PROTECTION | Lightning Prot | ELV | PM | FOS | OPERATING | 4 | 2022-12-14
VM2ELITE | M6-0688 | LIGHTS, EMERGENCY & EXIT, M6-0688 | Emer-Exit Lights Self Testing 2 | ELV | RTF | FOS | OPERATING | 4 | 2017-12-07
VM301001 | M6-0688 | SHOWER & EYEWASH, HAWS | Shwr-Eyewash | WWS | PM | FOS | OPERATING | 3 | 2024-03-15
VM308002 | M6-0688 | FILTER, WATER, CUNO | Filters-Water | WWS | PMHL | FOS | OPERATING | 4 | 2015-01-06
VM501002 | M6-0688 | ROOF AUTO MAINT & SER, BUR, 13090 SF | Roof-BUR | STR | N/A | XSD | DECOMMISSIONED | 2 | 2017-08-08
VM501002-R1 | M6-0688 | ROOF PROPELLANTS MAINTENANCE FACILITY, BUR, 13090 SF | Roof-BUR | STR | PM | FOS | OPERATING | 4 | 2023-08-23
VM502001 | M6-0688 | BEAM, FALL PROTECTION SYSTEM | Fall Prot | STR | PM | FOS | OPERATING | 4 | 2024-02-01
VMA02001 | M6-0688 | CONDENSING UNIT, TRANE S/N J91L82503 | AHU-DX-Condenser | HVC | N/A | XSD | DECOMMISSIONED | 3 | 2020-02-03
VMA02001-R1 | M6-0688 | CONDENSING UNIT, TRANE S/N 74231LYAD | AHU-DX-Condenser | HVC | PM | FOS | OPERATING | 2 | 2024-01-16
VMA02002 | M6-0688 | AIR HANDLING UNIT, DX TRANE S/N K91M46849 | AHU-DX-5T_30T | HVC | PM | FOS | OPERATING | 2 | 2017-09-19
VMACA022 | M6-0688 | AIR COMPRESSOR, RECIP | Compressors-Air-Reciprocating | HVC | N/A | XSD | DECOMMISSIONED | 4 | 2017-01-03
VMACA022-R1 | M6-0688 | AIR COMPRESSOR, RECIP | Compressors-Air-Reciprocating | HVC | PM | FOS | OPERATING | 3 | 2024-04-13
VMACA023 | M6-0688 | AIR COMPRESSOR, RECIP | Compressors-Air-Reciprocating | HVC | PM | FOS | OPERATING | 3 | 2024-02-03
VMACAAD001 | M6-0688 | AIR DRYER, REFRIGERATED | Refrigeration-Air Dryer | HVC | PM | FOS | OPERATING | 4 | 2023-07-30
VMARWIM001 | M6-0688 | ICE MACHINE, CUBE, MANITOWOC S/N 000460364 | Refrigeration-Ice Machine-Cube | HVC | PM | FOS | OPERATING | 5 | 2024-02-17
VME01001 | M6-0688 | SS 185 500KVA 13.2KV-208/120V OIL TYPE GE | Transformers-Oil-MV | EHV | PT | FOS | OPERATING | 4 | 2023-08-03
VMF23001 | M6-0688 | VALVE, FIRE HOSE SYSTEM | Valves-Fire Hose | PSY | PM | FOS | OPERATING | 3 | 2024-05-07
VMFFACP001 | M6-0688 | FACP SIMPLEX 4005, M6-0688/ M6-0689 | FACP | PSY | PM | FOS | OPERATING | 2 | 2023-11-08
VMFFART001 | M6-0688 | CENTRAL RADIO MONITORING SYSTEM (CRMS) TRANSCEIVER | CRMS | PSY | PM | FOS | OPERATING | 3 | 2023-11-09
VMFH1020 | M6-0688 | Hydrant, FIRE, AMERICAN DARLING, 2013 | Hydrant | WWS | PM | FOS | OPERATING | 4 | 2023-12-07
VMFH1240 | M6-0688 | HYDRANT, FIRE | Hydrant | WWS | PM | FOS | OPERATING | 4 | 2023-12-14
VMFH1325 | M6-0688 | HYDRANT, FIRE, DARLING 5-1/4" 1965 | Hydrant | WWS | N/A | XSD | DECOMMISSIONED | 4 | 2017-12-21
VMFH1325-R1 | M6-0688 | Hydrant, FIRE, AMERICAN DARLING, 2013 | Hydrant | WWS | PM | FOS | OPERATING | 4 | 2023-12-14
VMFSYWS001 | M6-0688 | WET PIPE SPRINKLER SYSTEM | Wet Pipe | PSY | PM | FOS | OPERATING | 3 | 2024-05-02
VMS12003 | M6-0688 | BFP FEBCO 805YD 3" S/N B10492 TOP UNIT | BFP-Fire | WWS | PM | FOS | OPERATING | 4 | 2024-03-15
VMS12004 | M6-0688 | BFP FEBCO 8057D 3" S/N B10488 BOTTOM UNIT | BFP-Fire | WWS | PM | FOS | OPERATING | 3 | 2024-03-14
VMS12005 | M6-0688 | BFP WATTS 2" RPZ MODEL 909 S/N 215504 | BFP | WWS | PM | FOS | OPERATING | 4 | 2024-04-10
VN303001 | K6-0848 | PRV, CASH ACME, 3", M/N E-56, 45PSI,NC | Valves-PRV | WWS | N/A | XSD | DECOMMISSIONED | 3 | 2013-02-22
VN303002 | K6-0848 | PRV, 45 PSI, S/N 6277SD | Valves-PRV | WWS | PM | FOS | OPERATING | 4 | 2024-04-22
VN303005 | K6-0848 | PRV STATION, 3", CASH ACME | Valves-PRV | WWS | PM | FOS | OPERATING | 4 | 2024-04-01
VN303006 | K6-0848 | PRV, CASH ACME, 2-1/2", N.C. 35-38 PSI, S/N 72852 | Valves-PRV | WWS | PM | FOS | OPERATING | 3 | 2024-04-05
VNA01000 | K6-0848 | AIR UNIT, A/C 1 (480V, Service Disconnect Located next to unit 10th Fl. TWR A) | AHU-CHW-5T_30T | HVC | N/A | XSD | DECOMMISSIONED | 1 | 2016-12-09
VNA01013 | K6-0848 | AIR UNIT, A/C 8A (480V, Service Disconnect Located next to unit 16th Fl. TWR A) | AHU-CHW-5T_30T | HVC | N/A | XSD | DECOMMISSIONED | 2 | 2019-08-13
VNA05001 | K6-0848 | HEAT EXCHANGER | Heat Exchanger | HVC | N/A | XSD | DECOMMISSIONED | 4 | 2018-07-16
VNA05003 | K6-0848 | PUMP, HW (480V, Service Disconnect Located next to unit 10th Fl. TWR A) | Pump-Pad Mount-(HTHW/HW)-GT10HP | HVC | N/A | XSD | DECOMMISSIONED | 4 | 2019-02-05
VNAIAAH001 | K6-0848 | Air Handling Unt (CW), A/C 1 (480V, Local Service Disconnect 10th Fl. TWR A) | AHU-CHW-5T_30T | HVC | PM | FOS | OPERATING | 3 | 2024-02-29
VNAIAAX001A | K6-0848 | AHU CEILING CASSETTE | AHU-DX-Package-LT5T | HVC | PM | FOS | OPERATING | 3 | 2024-03-26
VNAIAAX001B | K6-0848 | AHU CEILING CASSETTE | AHU-DX-Package-LT5T | HVC | PM | FOS | OPERATING | 3 | 2024-03-26
VNAIAAX001C | K6-0848 | AHU CEILING CASSETTE | AHU-DX-Package-LT5T | HVC | PM | FOS | OPERATING | 3 | 2024-04-18
VNAIAAX008 | K6-0848 | AIR UNIT, A/C 8A (480V, Service Disconnect Located next to unit 16th Fl. TWR A) | AHU-DX-Package-LT5T | HVC | PM | FOS | OPERATING | 3 | 2024-03-22
VNAIACU001 | K6-0848 | CONDENSING UNIT | AHU-DX-Condenser | HVC | PM | FOS | OPERATING | 4 | 2024-03-26
VNAIACU002 | K6-0848 | CONDENSING UNIT | AHU-DX-Condenser | HVC | PM | FOS | OPERATING | 4 | 2024-03-26
VNAIACU002A | K6-0848 | AHU CEILING CASSETTE | AHU-DX-Package-LT5T | HVC | PM | FOS | OPERATING | 4 | 2024-03-26
VNAIACU002B | K6-0848 | AHU CEILING CASSETTE | AHU-DX-Package-LT5T | HVC | PM | FOS | OPERATING | 4 | 2024-03-26
VNAIACU002C | K6-0848 | AHU CEILING CASSETTE | AHU-DX-Package-LT5T | HVC | PM | FOS | OPERATING | 3 | 2024-03-26
VNAIACU003 | K6-0848 | CONDENSING UNIT | AHU-DX-Condenser | HVC | PM | FOS | OPERATING | 3 | 2024-03-26
VNAIACU003A | K6-0848 | AHU CEILING CASSETTE | AHU-DX-Package-LT5T | HVC | PM | FOS | OPERATING | 4 | 2024-03-26
VNAIACU003B | K6-0848 | AHU CEILING CASSETTE | AHU-DX-Package-LT5T | HVC | PM | FOS | OPERATING | 3 | 2024-03-27
VNAIACU003C | K6-0848 | AHU CEILING CASSETTE | AHU-DX-Package-LT5T | HVC | PM | FOS | OPERATING | 3 | 2023-12-20
VNF20010 | K6-0848 | WET PIPE FIRE SPRINKLER | Wet Pipe | PSY | N/A | XSD | DECOMMISSIONED | 3 | 2021-03-04
VNF20011 | K6-0848 | WET PIPE FIRE SPRINKLER | Wet Pipe | PSY | PM | FOS | OPERATING | 3 | 2024-02-26
VNF2001A | K6-0848 | WET PIPE FIRE SPRINKLER | Wet Pipe | PSY | PM | FOS | OPERATING | 3 | 2024-03-15
VNF2003A | K6-0848 | SPRINKLER AUTO N.A. CHECK VALVE OS&Y 3A-S-TOWER A | Wet Pipe | PSY | PM | FOS | OPERATING | 3 | 2024-03-15
VNF2003LX | K6-0848 | WET PIPE FIRE SPRINKLER, duplicate asset | Wet Pipe | PSY | N/A | XSD | DECOMMISSIONED | 3 | 2022-09-22
VNF2005A | K6-0848 | SPRINKLER AUTO N.A. CHECK VALVE OS&Y 5A-S-TOWER A | Wet Pipe | PSY | PM | FOS | OPERATING | 3 | 2024-03-23
VNF23FHA | K6-0848 | HOSE, FIRE SYSTEM, STAIRS #1 & #2, TOWER-A | Valves-Fire Hose | PSY | N/A | XSD | DECOMMISSIONED | 3 | 2014-01-13
VNF41001 | K6-0848 | FACP, SIMPLEX 4100, TOWER-A | FACP | PSY | N/A | XSD | DECOMMISSIONED | 2 | 2015-07-07
VNFFAAS001 | K6-0848 | K6-0848, A TWR, RM 10A6 VESDA-1 AIR SAMPLING DETECTION SYSTEM | ASSD | PSY | PM | FOS | OPERATING | 3 | 2023-08-22
VNFFAAS002 | K6-0848 | K6-0848, A TWR, RM 20A1S VESDA-2 AIR SAMPLING DETECTION SYSTEM | ASSD | PSY | PM | FOS | OPERATING | 4 | 2023-10-17
VNFFACPN27 | K6-0848 | FACP, SIMPLEX 4100ES, TOWER-A | FACP | PSY | PM | FOS | OPERATING | 2 | 2023-09-25
VNFFART001 | K6-0848 | CENTRAL RADIO MONITORING SYSTEM (CRMS) TRANSCEIVER | CRMS | PSY | PM | FOS | OPERATING | 4 | 2024-03-31
VNFFASL001 | K6-0848 | FACP, SIMPLEX 4100, TOWER A, NDU | FACP | PSY | N/A | XSD | DECOMMISSIONED | 4 | 2012-03-02
VNFSYWS016 | K6-0848 | WET PIPE FIRE SPRINKLER | Wet Pipe | PSY | PM | FOS | OPERATING | 3 | 2024-03-26
VNS02001 | K6-0848 | TANK DOMESTIC 10000 GAL | Tanks-H2O | WWS | PM | FOS | OPERATING | 4 | 2024-04-17
VNS02002 | K6-0848 | TANK DOMESTIC | Tanks-H2O | WWS | PM | FOS | OPERATING | 4 | 2024-04-22
VNS02003 | K6-0848 | VALVE, WATER, GATE, 3", KENNEDY | Valves-Gate | WWS | PM | FOS | OPERATING | 3 | 2024-04-05
VNS02004 | K6-0848 | VALVE, WATER, GATE, 3", KENNEDY | Valves-Gate | WWS | PM | FOS | OPERATING | 3 | 2024-04-02
VNS02005 | K6-0848 | VALVE, WATER, GATE, 3" KENNEDY | Valves-Gate | WWS | PM | FOS | OPERATING | 4 | 2024-04-01
VNS02006 | K6-0848 | VALVE, GATE, WATER, 3" KENNEDY | Valves-Gate | WWS | PM | FOS | OPERATING | 3 | 2024-04-05
VNS02007 | K6-0848 | VALVE, WATER, CLA-VAL CO. 3" | Valves-TBD | WWS | RTF | FOS | OPERATING | 4 | 2010-10-19
VNS02008 | K6-0848 | VALVE, WATER, CLA-VAL,CO. 3" | Valves-TBD | WWS | RTF | FOS | OPERATING | 4 | 2010-10-19
VNS02009 | K6-0848 | VALVE, CLA-VAL CO.,3" | Valves-TBD | WWS | RTF | FOS | OPERATING | 4 | 2010-10-19
VNS02010 | K6-0848 | VALVE, CLA-VAL CO.,3" | Valves-TBD | WWS | RTF | FOS | OPERATING | 4 | 2010-10-19
VNS02011 | K6-0848 | VALVE, GATE, WATER, M/N 200, 4", CLOW | Valves-Gate | WWS | PM | FOS | OPERATING | 3 | 2024-04-02
VNS02012 | K6-0848 | VALVE, WATERE, GATE 4" POWELL | Valves-Gate | WWS | PM | FOS | OPERATING | 3 | 2024-04-04
VNS02013 | K6-0848 | VALVE, WATER, GATE 4", POWELL | Valves-Gate | WWS | PM | FOS | OPERATING | 3 | 2024-04-05
VNS02015 | K6-0848 | VALVE, WATER GATE 4" NIBCO MN 40183 | Valves-Gate | WWS | PM | FOS | OPERATING | 3 | 2024-04-05
VNS02016 | K6-0848 | VALVE, WATER GATE 4" NIBCO MN 40183 | Valves-Gate | WWS | PM | FOS | OPERATING | 4 | 2024-04-24
VNS02017 | K6-0848 | VALVE, WATER GATE 4" WATTS MN 2319 | Valves-Gate | WWS | PM | FOS | OPERATING | 3 | 2024-04-16
VNS02018 | K6-0848 | VALVE, WATER KNIFE VALVE 4" CRANE | Valves-Knife | WWS | PM | FOS | OPERATING | 3 | 2024-04-16
VNS02019 | K6-0848 | VALVE, WATER KNIFE VALVE 4" CRANE | Valves-Knife | WWS | PM | FOS | OPERATING | 4 | 2024-04-24
VNS02020 | K6-0848 | VALVE, WATER GATE 4" WATTS M/N 2691 | Valves-Gate | WWS | PM | FOS | OPERATING | 4 | 2024-04-23
VNS02021 | K6-0848 | VALVE, WATER GATE 4" WATTS M/N 2630 | Valves-Gate | WWS | PM | FOS | OPERATING | 4 | 2024-04-25
VNS02022 | K6-0848 | VALVE, WATER GATE WATTS 4" MN 2391 | Valves-Gate | WWS | PM | FOS | OPERATING | 4 | 2024-04-23
VNS02023 | K6-0848 | VALVE, WATER GATE 4" WATTS M/N 2391 | Valves-Gate | WWS | PM | FOS | OPERATING | 4 | 2024-04-23
VNS02024 | K6-0848 | VALVE, WATER GATE 4" CLOW M/N 2630 | Valves-Gate | WWS | PM | FOS | OPERATING | 4 | 2024-04-23
VO302002 | K6-0848 | SHOWER & EYEWASH SAFETY HAWS MN 8347, ACCESS 7-205 | Shwr-Eyewash | WWS | PM | FOS | OPERATING | 2 | 2024-02-29
VO303004 | K6-0848 | PRV, 60 PSI, 2-1/2" | Valves-PRV | WWS | PM | FOS | OPERATING | 4 | 2023-06-27
VOA01012 | K6-0848 | Cooler Heat Pump #2 (208/230volt, Panel 11B1A1, CKT20-22), VAB, RM 11B4 | Refrigeration-Freezer | HVC | PM | FOS | OPERATING | 3 | 2023-05-03
VOA01040 | K6-0848 | A/C 2 (480V, Service Disconnect Located next to unit 10th Fl. TWR B) | AHU-CHW-5T_30T | HVC | N/A | XSD | DECOMMISSIONED | 2 | 2017-08-17
VOA01041 | K6-0848 | A/C 3 (480V, Service Disconnect Located next to unit 10th Fl. TWR B) | AHU-CHW-5T_30T | HVC | N/A | XSD | DECOMMISSIONED | 2 | 2017-08-17
VOA01042 | K6-0848 | A/C 4A (480V, Service Disconnect Located next to unit 16th Fl. TWR B) | AHU-CHW-5T_30T | HVC | PM/TS | NOS | DECOMMISSIONED | 3 | 2014-10-08
VOA01043 | K6-0848 | A/C 4B (480V, Service Disconnect Located next to unit 16th Fl. TWR B) | AHU-CHW-5T_30T | HVC | PM/TS | NOS | DECOMMISSIONED | 3 | 2014-10-08
VOA05001 | K6-0848 | HEAT EXCHANGER | Heat Exchanger | HVC | N/A | XSD | DECOMMISSIONED | 4 | 2018-07-12
VOA05003 | K6-0848 | PUMP, HW (480V, Service Disconnect Located next to unit 10th Fl. TWR B) | Pump-Pad Mount-(HTHW/HW)-GT10HP | HVC | N/A | XSD | DECOMMISSIONED | 4 | 2019-02-04
VOA05004 | K6-0848 | TANK, EXPANSION | Tanks-Expansion-HW | HVC | N/A | XSD | DECOMMISSIONED | 2 | 2019-08-13
VOA09032 | K6-0848 | COOLER, BATTERY LAB ( 230V, Service Disconnect located in Rm. 1B15 ) | Refrigeration-Freezer | HVC | N/A | NOS | DECOMMISSIONED | 3 | 2013-10-31
VOAIAAH002 | K6-0848 | Air Handling Unit (CW), A/C 2 (480V, Local Service Disconnect 10th Fl. TWR B) | AHU-CHW-5T_30T | HVC | PM | FOS | OPERATING | 4 | 2024-01-23
VOAIAAH003 | K6-0848 | Air Handling Unit (CW), A/C 3 (480V, Local Service Disconnect 10th Fl. TWR B) | AHU-CHW-5T_30T | HVC | PM | FOS | OPERATING | 3 | 2024-05-01
VOARWIM001 | K6-0848 | Ice Machine, Cube, Manitowoc, S/N 1120243168 | Refrigeration-Ice Machine-Cube | HVC | PM | FOS | OPERATING | 3 | 2024-05-09
VOF2001B | K6-0848 | WET PIPE FIRE SPRINKLER | Wet Pipe | PSY | PM | FOS | OPERATING | 3 | 2024-04-22
VOF2002B | K6-0848 | WET PIPE FIRE SPRINKLER | Wet Pipe | PSY | PM | FOS | OPERATING | 3 | 2024-04-19
VOF2003B | K6-0848 | WET PIPE FIRE SPRINKLER | Wet Pipe | PSY | PM | FOS | OPERATING | 4 | 2024-04-24
VOF2005B | K6-0848 | WET PIPE FIRE SPRINKLER | Wet Pipe | PSY | PM | FOS | OPERATING | 3 | 2024-04-23
VOF2006B | K6-0848 | WET PIPE FIRE SPRINKLER | Wet Pipe | PSY | PM | FOS | OPERATING | 3 | 2024-04-19
VOF2007B | K6-0848 | WET PIPE FIRE SPRINKLER | Wet Pipe | PSY | PM | FOS | OPERATING | 3 | 2024-04-22
VOF2010B | K6-0848 | WET PIPE FIRE SPRINKLER | Wet Pipe | PSY | PM | FOS | OPERATING | 3 | 2024-04-18
VOF2015B | K6-0848 | SPRINKLER AUTO N.A. CHECK VALVE OS&Y 15B-S/B-TOWER | Wet Pipe | PSY | N/A | XSD | DECOMMISSIONED | 4 | 2013-11-19
VOF2022B | K6-0848 | WET PIPE FIRE SPRINKLER | Wet Pipe | PSY | N/A | XSD | DECOMMISSIONED | 4 | 2013-11-19
VOF2024B | K6-0848 | WET PIPE FIRE SPRINKLER | Wet Pipe | PSY | N/A | XSD | DECOMMISSIONED | 4 | 2013-11-20
VOF2025B | K6-0848 | WET PIPE FIRE SPRINKLER | Wet Pipe | PSY | N/A | XSD | DECOMMISSIONED | 4 | 2013-11-20
VOF2026B | K6-0848 | WET PIPE FIRE SPRINKLER | Wet Pipe | PSY | N/A | XSD | DECOMMISSIONED | 4 | 2014-02-07
VOF23FHB | K6-0848 | HOSE, FIRE SYSTEM, STAIRS #3 & #4 - B-TOWER | Valves-Fire Hose | PSY | N/A | XSD | DECOMMISSIONED | 3 | 2013-11-22
VOF41001 | K6-0848 | FA SIMPLEX 4100, TWR B | FACP | PSY | N/A | XSD | DECOMMISSIONED | 5 | 2015-07-07
VOFKPCP021 | K6-0848 | INTELLIGENT SYSTEM CONTROLLER #21 | ESS | PSY | PM | FOS | OPERATING | 3 | 2024-05-08
VOS12001 | K6-0848 | BFP, FEBCO 3/4" S/N AA-4494 | BFP | WWS | PM/TS | NAB | ABANDONED | 3 | 2020-09-29
VP303001 | K6-0848 | PRV, C-A, M/N E, SERIES 3, SZ 2", SN T1219 | Valves-PRV | WWS | PM | FOS | OPERATING | 3 | 2024-02-23
VPA01007 | K6-0848 | A/C-22 (480V, Service Disconnect Located on 10th Fl Tower C) | AHU-CHW-5T_30T | HVC | N/A | XSD | DECOMMISSIONED | 2 | 2017-07-27
VPAIAAH008 | K6-0848 | Air Handling Unit (CW), A/C 8 (480V, Local Service Disconnect 10th Fl. TWR C) | AHU-CHW-5T_30T | HVC | PM | FOS | OPERATING | 3 | 2024-05-02
VPAIAAH022 | K6-0848 | Air Handling Unit (CW), A/C 22 (480V, Local Service Disconnect 10th Fl. TWR C) | AHU-CHW-5T_30T | HVC | PM | FOS | OPERATING | 3 | 2024-05-02
VPEATS102 | K6-0848 | ATS-102, Automatic Transfer Switch | ATS | ELV | PM/TS | NOS | DECOMMISSIONED | 2 | 2014-10-31
VPF2001C | K6-0848 | WET PIPE FIRE SPRINKLER | Wet Pipe | PSY | PM | FOS | OPERATING | 3 | 2024-04-24
VPF2003C | K6-0848 | WET PIPE FIRE SPRINKLER | Wet Pipe | PSY | PM | FOS | OPERATING | 3 | 2024-04-23
VPF2005C | K6-0848 | WET PIPE FIRE SPRINKLER | Wet Pipe | PSY | PM | FOS | OPERATING | 3 | 2024-04-18
VPF23FHC | K6-0848 | HOSE, FIRE SYSTEM, STAIRS #5 & #6 | Valves-Fire Hose | PSY | N/A | XSD | DECOMMISSIONED | 3 | 2014-01-13
VPF41001 | K6-0848 | FA SIMPLEX 4100 | FACP | PSY | N/A | XSD | DECOMMISSIONED | 3 | 2012-03-20
VPFFAAS001 | K6-0848 | K6-0848, E TWR, RM 3E8 VESDA-1, AIR SAMPLING DETECTION SYSTEM | FACP | PSY | PM | FOS | OPERATING | 4 | 2024-04-07
VPFFACPN28 | K6-0848 | FACP, SIMPLEX 4100ES, TOWER-B | FACP | PSY | PM | FOS | OPERATING | 3 | 2024-03-22
VPFFACPN29 | K6-0848 | FACP, SIMPLEX 4100ES, TOWER-C | FACP | PSY | PM | FOS | OPERATING | 3 | 2024-02-02
VPFFACPN30 | K6-0848 | FACP, SIMPLEX 4100ES, TOWER-D | FACP | PSY | PM | FOS | OPERATING | 3 | 2024-04-05
VPFFADLN31 | K6-0848 | DELUGE CONTROL PANEL, SIMPLEX 4100ES, TOWER-E | FACP | PSY | PM | FOS | OPERATING | 3 | 2024-04-22
VPFFADUN34 | K6-0848 | SIMPLEX 4100ES KCCS FILTERING PANEL | CRMS | PSY | PM | FOS | OPERATING | 3 | 2024-03-23
VPS12001 | K6-0848 | BFP FEBCO 825Y RP 3/4" S/N S1604 10TH FL. | BFP | WWS | PM | FOS | OPERATING | 4 | 2024-02-02
VQ305002 | K6-0848 | PRV, 2" E-55 (PRV 10) | Valves-PRV | WWS | PM | FOS | OPERATING | 3 | 2024-02-23
VQ305003 | K6-0848 | PRV, 2" E-55 (PRV 11) | Valves-PRV | WWS | PM | FOS | OPERATING | 3 | 2024-02-23
VQ310001 | K6-0848 | PRV, CLAYTON, ACCESS 861-6879, GLEN, PRV 13 | Valves-PRV | WWS | PM | FOS | OPERATING | 4 | 2024-02-02
VQA01050 | K6-0848 | Air Handler Unit A/C-50 (480 Volt, Service Disconnect Located next to unit) | AHU-DX-5T_30T | HVC | PM | FOS | OPERATING | 4 | 2024-04-01
VQA01051 | K6-0848 | Air Handler Unit A/C-51 (480 Volt, Service Disconnect Located next to unit) | AHU-DX-5T_30T | HVC | PM | FOS | OPERATING | 4 | 2024-04-01
VQA1AAX001 | K6-0848 | Air Handling Unit, Penthouse (480VAC, Local Service Disconnect) | AHU-DX-5T_30T | HVC | N/A | XSD | DECOMMISSIONED | 2 | 2018-11-16
VQAIAAX00P | K6-0848 | Air Handling Unit, Penthouse (480VAC, Local Service Disconnect) | AHU-DX-5T_30T | HVC | PM | FOS | OPERATING | 3 | 2024-02-02
VQAIACU00P | K6-0848 | Condensing Unit Penthouse (480 VAC, Local Service Disconnect) | Condensing Unit | HVC | PM | FOS | OPERATING | 2 | 2024-02-02
VQAIACU050 | K6-0848 | CU-50, Condensing Unit 50 (480 VAC, Local Service Disconnect) | Condensing Unit | HVC | PM | FOS | OPERATING | 3 | 2024-02-02
VQAIACU051 | K6-0848 | CU-51, Condensing Unit 51 (480 VAC, Local Service Disconnect) | Condensing Unit | HVC | PM | FOS | OPERATING | 3 | 2024-02-02
VQAIATE110 | K6-0848 | Pkg AC Unit, 1/2 Ton, 115 VAC -Telecommunication Equipment | AHU-DX-Package-LT5T | HVC | PM | FOS | OPERATING | 3 | 2024-01-02
VQAIATE116 | K6-0848 | Pkg AC Unit, 1/2 Ton, 115 VAC -Telecommunication Equipment | AHU-DX-Package-LT5T | HVC | PM | FOS | OPERATING | 4 | 2024-05-13
VQAIATE119 | K6-0848 | Pkg AC Unit, 1/2 Ton, 115 VAC -Telecommunication Equipment | AHU-DX-Package-LT5T | HVC | PM | FOS | OPERATING | 3 | 2024-01-02
VQAIATE125 | K6-0848 | Pkg AC Unit, 1/2 Ton, 115 VAC -Telecommunication Equipment | AHU-DX-Package-LT5T | HVC | PM | FOS | OPERATING | 4 | 2024-05-13
VQAXACU001 | K6-0848 | Condensing Unit Penthouse (480 VAC, Local Service Disconnect) | Condensing Unit | HVC | N/A | XSD | DECOMMISSIONED | 5 | 2020-01-27
VQF2001D | K6-0848 | WET PIPE FIRE SPRINKLER | Wet Pipe | PSY | PM | FOS | OPERATING | 3 | 2023-11-02
VQF2002D | K6-0848 | WET PIPE FIRE SPRINKLER | Wet Pipe | PSY | PM | FOS | OPERATING | 3 | 2024-05-03
VQF2003D | K6-0848 | WET PIPE FIRE SPRINKLER | Wet Pipe | PSY | PM | FOS | OPERATING | 3 | 2023-11-01
VQF2004D | K6-0848 | WET PIPE FIRE SPRINKLER | Wet Pipe | PSY | PM | FOS | OPERATING | 3 | 2023-11-02
VQF2005D | K6-0848 | WET PIPE FIRE SPRINKLER | Wet Pipe | PSY | PM | FOS | OPERATING | 3 | 2023-11-01
VQF2006D | K6-0848 | WET PIPE FIRE SPRINKLER | Wet Pipe | PSY | PM | FOS | OPERATING | 3 | 2023-11-01
VQF23FHD | K6-0848 | HOSE, FIRE SYSTEM, STAIRS #7 & #8 | Valves-Fire Hose | PSY | N/A | XSD | DECOMMISSIONED | 4 | 2013-06-06
VQF41001 | K6-0848 | FA SIMPLEX 4100, TOWER-D | FACP | PSY | N/A | XSD | DECOMMISSIONED | 3 | 2012-07-12
VQFDTCPN25 | K6-0848 | SIMPLEX 4100ES DATATAP FILTERING PANEL | CRMS | PSY | PM | FOS | OPERATING | 3 | 2024-02-14
VQFKPCP024 | K6-0848 | INTELLIGENT SYSTEM CONTROLLER #24 | ESS | PSY | PM | FOS | OPERATING | 3 | 2024-05-01
VQFKPCP025 | K6-0848 | INTELLIGENT SYSTEM CONTROLLER #25 | ESS | PSY | PM | FOS | OPERATING | 3 | 2024-05-01
VQFKPDP243 | K6-0848 | DOOR PORTAL | ESS | PSY | PM | FOS | OPERATING | 4 | 2023-11-09
VQFKPTS241 | K6-0848 | GATE TURNSTILE | Turnstile | PSY | PM | FOS | OPERATING | 3 | 2023-10-23
VQFKPTS242 | K6-0848 | GATE TURNSTILE | Turnstile | PSY | PM | FOS | OPERATING | 3 | 2023-10-23
VQFKPTS251 | K6-0848 | GATE TURNSTILE | Turnstile | PSY | PM | FOS | OPERATING | 3 | 2023-10-23
VQFKPTS252 | K6-0848 | GATE TURNSTILE | Turnstile | PSY | PM | FOS | OPERATING | 3 | 2024-04-19
VQS12001 | K6-0848 | BFP WATTS 3/4" S/N 165927 | BFP | WWS | N/A | XSD | DECOMMISSIONED | 3 | 2014-11-06
VQS12001-R2 | K6-0848 | BFP WILKINS ZURN 975XL2 1/2" S/N W414501 | BFP | WWS | N/A | XSD | DECOMMISSIONED | 3 | 2019-12-09
VR303001 | K6-0848 | PRV STATION, 2-1/2", CASH ACME | Valves-PRV | WWS | PM | FOS | OPERATING | 3 | 2024-02-23
VRA01026 | K6-0848 | Air Handler Unit A/C-26 (480 Volt, Service Disconnect Located in Room 6E12) | AHU-CHW-5T_30T | HVC | PM/TS | NOS | DECOMMISSIONED | 4 | 2013-07-31
VRA01034 | K6-0848 | A/C 12 (480V, Service Disconnect Located next to unit 10th Fl. TWR E) | AHU-CHW-5T_30T | HVC | N/A | XSD | DECOMMISSIONED | 2 | 2019-05-21
VRA01052 | K6-0848 | Air Handler Unit A/C-52(480 Volt, Service Disconnect Located next to unit) | AHU-DX-5T_30T | HVC | N/A | XSD | DECOMMISSIONED | 4 | 2016-04-05
VRA04047 | K6-0848 | FAN V-3, MLP VENT (480V, Service Disconnect Located next to unit 7th Fl. TWR E) | Fan-Supply-LT100HP | HVC | PM/TS | NAB | ABANDONED | 3 | 2013-10-21
VRA08003 | K6-0848 | Pump ICHP-3 (480 Volt, Service Disconnect Located on 8th Fl. Tower E) | Pump-Pad Mount-(HTHW/HW)-GT10HP | HVC | PM/TS | NOS | DECOMMISSIONED | 3 | 2012-09-05
VRA09001 | K6-0848 | HEAT EXCHANGER | Heat Exchanger | HVC | N/A | XSD | DECOMMISSIONED | 4 | 2014-07-15
VRA09003 | K6-0848 | TANK, EXPANSION | Tanks-Expansion-HW | HVC | N/A | XSD | DECOMMISSIONED | 3 | 2015-01-14
VRACWAH101E | K6-0848 | AHU-101E (460 VAC, Local Service Disconnect) | AHU-CHW-Computer-5T_30T | HVC | PM | FOS | OPERATING | 3 | 2024-03-14
VRACWAH102E | K6-0848 | AHU-102E (460 VAC, Local Service Disconnect) | AHU-CHW-Computer-5T_30T | HVC | PM | FOS | OPERATING | 3 | 2024-03-14
VRACWAH103E | K6-0848 | AHU-103E (460 VAC, Local Service Disconnect) | AHU-CHW-Computer-5T_30T | HVC | PM | FOS | OPERATING | 3 | 2024-03-14
VRAIAAH012 | K6-0848 | A/C 12 (480V, Service Disconnect Located next to unit 10th Fl. TWR E) | AHU-CHW-5T_30T | HVC | PM | FOS | OPERATING | 4 | 2024-05-06
VRAIATE110 | K6-0848 | Pkg AC Unit, 1/2 Ton, 115 VAC -Telecommunication Equipment | AHU-DX-Package-LT5T | HVC | PM | FOS | OPERATING | 3 | 2024-05-06
VRAIATE116 | K6-0848 | Pkg AC Unit, 1/2 Ton, 115 VAC -Telecommunication Equipment | AHU-DX-Package-LT5T | HVC | PM | FOS | OPERATING | 3 | 2024-05-07
VRAIATE119 | K6-0848 | Pkg AC Unit, 1/2 Ton, 115 VAC -Telecommunication Equipment | AHU-DX-Package-LT5T | HVC | PM | FOS | OPERATING | 3 | 2024-05-07
VRAIATE125 | K6-0848 | Pkg AC Unit, 1/2 Ton, 115 VAC -Telecommunication Equipment | AHU-DX-Package-LT5T | HVC | PM | FOS | OPERATING | 3 | 2024-05-06
VRAIATE310 | K6-0848 | Pkg AC Unit, 1/2 Ton, 115 VAC -Telecommunication Equipment | AHU-DX-Package-LT5T | HVC | PM | FOS | OPERATING | 4 | 2024-05-14
VRAIATE316 | K6-0848 | Pkg AC Unit, 1/2 Ton, 115 VAC -Telecommunication Equipment | AHU-DX-Package-LT5T | HVC | PM | FOS | OPERATING | 4 | 2024-05-08
VRAIATE320 | K6-0848 | Pkg AC Unit, 1/2 Ton, 115 VAC -Telecommunication Equipment | AHU-DX-Package-LT5T | HVC | PM | FOS | OPERATING | 3 | 2024-05-08
VRAIATE325 | K6-0848 | Pkg AC Unit, 1/2 Ton, 115 VAC -Telecommunication Equipment | AHU-DX-Package-LT5T | HVC | PM | FOS | OPERATING | 4 | 2024-05-10
VRF2001E | K6-0848 | WET PIPE FIRE SPRINKLER | Wet Pipe | PSY | PM | FOS | OPERATING | 3 | 2023-08-11
VRF2002E | K6-0848 | WET PIPE FIRE SPRINKLER | Wet Pipe | PSY | PM | FOS | OPERATING | 3 | 2024-02-15
VRF2003E | K6-0848 | CONTROL VALVE | Wet Pipe | PSY | N/A | XSD | DECOMMISSIONED | 4 | 2013-12-11
VRF2005E | K6-0848 | WET PIPE FIRE SPRINKLER | Wet Pipe | PSY | PM | FOS | OPERATING | 3 | 2024-02-08
VRF2006E | K6-0848 | WET PIPE FIRE SPRINKLER | Wet Pipe | PSY | PM | FOS | OPERATING | 3 | 2024-02-08
VRF2007E | K6-0848 | WET PIPE FIRE SPRINKLER | Wet Pipe | PSY | PM | FOS | OPERATING | 3 | 2024-02-08
VRF2010E | K6-0848 | SPRINKLER AUTO N.A. CHECK VALVE OS&Y 10E-S | Wet Pipe | PSY | PM | FOS | OPERATING | 3 | 2024-02-16
VRF2015E | K6-0848 | WET PIPE FIRE SPRINKLER | Wet Pipe | PSY | N/A | XSD | DECOMMISSIONED | 4 | 2014-01-06
VRF2016E | K6-0848 | WET PIPE FIRE SPRINKLER | Wet Pipe | PSY | N/A | XSD | DECOMMISSIONED | 4 | 2013-06-07
VRF2022E | K6-0848 | WET PIPE FIRE SPRINKLER | Wet Pipe | PSY | N/A | XSD | DECOMMISSIONED | 4 | 2013-12-10
VRF2024E | K6-0848 | WET PIPE FIRE SPRINKLER | Wet Pipe | PSY | N/A | XSD | DECOMMISSIONED | 4 | 2013-12-11
VRF2025E | K6-0848 | WET PIPE FIRE SPRINKLER | Wet Pipe | PSY | N/A | XSD | DECOMMISSIONED | 4 | 2013-12-10
VRF2026E | K6-0848 | SPRINKLER AUTO N.A. CHECK VALVE OS&Y 26E-S | Wet Pipe | PSY | N/A | XSD | DECOMMISSIONED | 4 | 2013-12-11
VRF2027E | K6-0848 | WET PIPE FIRE SPRINKLER | Wet Pipe | PSY | N/A | XSD | DECOMMISSIONED | 4 | 2013-12-09
VRF2028E | K6-0848 | SPRINKLER AUTO N.A. CHECK VALVE OS&Y 28E-S | Wet Pipe | PSY | N/A | XSD | DECOMMISSIONED | 4 | 2013-12-11
VRF2030E | K6-0848 | WET PIPE FIRE SPRINKLER | Wet Pipe | PSY | N/A | XSD | DECOMMISSIONED | 4 | 2013-12-10
VRF2031E | K6-0848 | WET PIPE FIRE SPRINKLER | Wet Pipe | PSY | N/A | XSD | DECOMMISSIONED | 4 | 2013-12-10
VRF23FHE | K6-0848 | HOSE, FIRE SYSTEM, STAIRS #9 & #10 | Valves-Fire Hose | PSY | N/A | XSD | DECOMMISSIONED | 4 | 2013-09-04
VRF41001 | K6-0848 | FA SIMPLEX 4100 | FACP | PSY | N/A | XSD | DECOMMISSIONED | 3 | 2012-06-29
VRFKPCP015 | K6-0848 | INTELLIGENT SYSTEM CONTROLLER #15 | ESS | PSY | PM | FOS | OPERATING | 4 | 2023-10-04
VRFS4002 | K6-0848 | FACP, SIMPLEX 4002 | FACP | PSY | N/A | XSD | DECOMMISSIONED | 3 | 2013-08-30
VRH04005 | K6-0848 | PUMP, HW | Pump-Pad Mount-(HTHW/HW)-GT10HP | HVC | N/A | XSD | DECOMMISSIONED | 3 | 2013-07-12
VRH04006 | K6-0848 | PUMP, HW K6-0848, VAB Fan RM FLR 10 | Pump-Pad Mount-(HTHW/HW)-GT10HP | HVC | N/A | XSD | DECOMMISSIONED | 3 | 2013-07-12
VRS01001 | K6-0848 | MAGNATEK PUMP, 5 HP (VAB 40TH LEVEL) | Pump | WWS | RTF | FOS | OPERATING | 3 | 2010-11-01
VRS12002 | K6-0848 | BFP FEBCO 825Y 3/4" S/N 04590 (FOR ACCESS CONTACT | BFP | WWS | N/A | NAB | DECOMMISSIONED | 3 | 2013-04-30
VRS12006 | K6-0848 | BFP WATTS 2" S/N 116721 | BFP | WWS | PM | FOS | OPERATING | 4 | 2023-07-25
VS303001 | K6-0848 | PRV, CLAYTON, ACCESS 1-1421 | Valves-PRV | WWS | N/A | XSD | DECOMMISSIONED | 3 | 2013-04-29
VSA01006 | K6-0848 | A/C-23A (480V, Service Disconnect Located next to unit 10th Fl. TWR F) | AHU-CHW-5T_30T | HVC | PM/TS | NOS | DECOMMISSIONED | 3 | 2013-07-30
VSA04001 | K6-0848 | FAN V-4, MLP VENT (480V, Service Disconnect Located next to unit 7th Fl. TWR F) | Fan-Supply-LT100HP | HVC | N/A | NAB | DECOMMISSIONED | 3 | 2013-10-19
VSAIAAH001 | K6-0848 | MLP PRIME AIR, A/C 20 (480V, Service Disconnect Located on 10th Fl. TWR F) | AHU-CHW-5T_30T | HVC | PM | FOS | OPERATING | 3 | 2024-03-28
VSAIATE310 | K6-0848 | Pkg AC Unit, 1/2 Ton, 115 VAC -Telecommunication Equipment | AHU-DX-Package-LT5T | HVC | PM | FOS | OPERATING | 3 | 2023-12-23
VSAIATE314 | K6-0848 | Pkg AC Unit, 1/2 Ton, 115 VAC -Telecommunication Equipment | AHU-DX-Package-LT5T | HVC | PM | FOS | OPERATING | 3 | 2024-05-08
VSAIATE320 | K6-0848 | Pkg AC Unit, 1/2 Ton, 115 VAC -Telecommunication Equipment | AHU-DX-Package-LT5T | HVC | PM | FOS | OPERATING | 3 | 2024-05-05
VSAIATE325 | K6-0848 | Pkg AC Unit, 1/2 Ton, 115 VAC -Telecommunication Equipment | AHU-DX-Package-LT5T | HVC | PM | FOS | OPERATING | 3 | 2023-12-22
VSF2001F | K6-0848 | WET PIPE FIRE SPRINKLER | Wet Pipe | PSY | PM/AS | FOS | OPERATING | 4 | 2014-02-10
VSF2003F | K6-0848 | SPRINKLER AUTO N.A. CHECK VALVE OS&Y 3F-S | Wet Pipe | PSY | PM/AS | FOS | OPERATING | 4 | 2014-02-07
VSF2005F | K6-0848 | WET PIPE FIRE SPRINKLER | Wet Pipe | PSY | PM | FOS | OPERATING | 3 | 2024-01-31
VSF2025F | K6-0848 | SPRINKLER AUTO N.A. CHECK VALVE OS&Y, 25F-S | Wet Pipe | PSY | N/A | XSD | DECOMMISSIONED | 4 | 2014-02-07
VSF23FHF | K6-0848 | HOSE, FIRE SYSTEM, STAIRS #11 & #12 | Valves-Fire Hose | PSY | N/A | XSD | DECOMMISSIONED | 4 | 2014-01-16
VSF41002 | K6-0848 | FACP, SIMPLEX 4100 | FACP | PSY | N/A | XSD | DECOMMISSIONED | 3 | 2012-01-20
VSFAIAAH023 | K6-0848 | A/C 23A (480V, Service Disconnect Located next to unit 10th Fl. TWR F) | AHU-CHW-5T_30T | HVC | PM | FOS | OPERATING | 4 | 2024-04-22
VSFFAAS001 | K6-0848 | K6-0848, F TWR, RM 10F5S VESDA-1, AIR SAMPLING DETECTION SYSTEM | FACP | PSY | PM | FOS | OPERATING | 1 | 2024-02-08
VSFFAAS002 | K6-0848 | K6-0848, F TWR, RM 32FS VESDA-2, AIR SAMPLING DETECTION SYSTEM | FACP | PSY | PM | FOS | OPERATING | 1 | 2024-02-10
VSFFADLN32 | K6-0848 | DELUGE CONTROL PANEL, SIMPLEX 4100ES, TOWER-F | FACP | PSY | PM | FOS | OPERATING | 2 | 2023-01-30
VUF20001 | M6-0409H | SPRINKLER SYSTEM AUTO | Wet Pipe | PSY | PM | FOS | OPERATING | 4 | 2024-03-26
VUFFACP001 | M6-0409H | FACP, NOTIFIER NFS-640 | FACP | PSY | PM | FOS | OPERATING | 3 | 2023-06-10
VUFKPCP034 | M6-0409H | INTELLIGENT SYSTEM CONTROLLER #34 | ESS | PSY | PM | FOS | OPERATING | 3 | 2023-11-21
VV302001 | M6-0409D | GREASE TRAP | Grease Trap | WWS | PM | FOS | OPERATING | 3 | 2024-04-20
VVF20002 | M6-0409D | WET PIPE FIRE SPRINKLER SYSTEM | Wet Pipe | PSY | PM | FOS | OPERATING | 3 | 2024-03-14
VVF20003 | M6-0409D | WET PIPE FIRE SPRINKLER SYSTEM, CAFETERIA | Wet Pipe | PSY | PM | FOS | OPERATING | 3 | 2024-03-14
VVFFACPN65 | M6-0409D | FIRE ALARM SYSTEM, ORBIT CAFE | FACP | PSY | PM | FOS | OPERATING | 3 | 2023-08-01
VVFKPDP341 | M6-0409D | DOOR PORTAL | Door Portal | PSY | PM | FOS | OPERATING | 3 | 2024-01-14
VVFKPDP342 | M6-0409H | DOOR PORTAL SECURITY SYSTEM | Door Portal | PSY | PM | FOS | OPERATING | 3 | 2023-11-21
VVFSCWC002 | M6-0409D | WET CHEM FIRE SUPPRESSION SYSTEM | Wet Chem | PSY | PM | FOS | OPERATING | 3 | 2024-03-25
VVFWC001 | M6-0409D | WET CHEM FIRE SUPPRESSION SYSTEM | Wet Chem | PSY | PM | FOS | OPERATING | 3 | 2024-03-26
VVFWC003 | M6-0409D | WET CHEM FIRE SUPPRESSION SYSTEM | Wet Chem | PSY | PM | FOS | OPERATING | 3 | 2024-03-26
VVS12004 | M6-0410 | BFP AMES-CENTRAL 705 D.C. 6" FIREX, S/N 103318 | BFP-Fire | WWS | PM | FOS | OPERATING | 4 | 2024-04-09
VVS12005 | M6-0410 | BFP WATTS 909 2.5" S/N109311 | BFP | WWS | PM | FOS | OPERATING | 4 | 2023-10-26
VVS12007 | M6-0410 | BFP WATTS 909 4" S/N 179865 DUAL MNT | BFP-Fire | WWS | PM | FOS | OPERATING | 4 | 2024-04-09
VVS12008 | M6-0410 | BFP WATTS 909 4" S/N 179866 DUAL MNT | BFP-Fire | WWS | PM | FOS | OPERATING | 4 | 2024-04-09
VVS12009 | M6-0410 | BFP WATTS 009-M1 2" S/N 41197 POTABLE | BFP | WWS | PM | FOS | OPERATING | 4 | 2023-10-31
VVS12011 | M6-0410 | BFP WATTS 709 DC 4" S/N 140596 | BFP-Fire | WWS | PM | FOS | OPERATING | 4 | 2024-04-09
VX302002 | K6-0848 | EYEWASH | Shwr-Eyewash | WWS | PM | FOS | OPERATING | 3 | 2024-01-30
VX302003 | K6-0848 | SHOWER & EYEWASH SAFETY HAWS | Shwr-Eyewash | WWS | PM | FOS | OPERATING | 3 | 2023-11-07
VX302006 | K6-0848 | SHOWER & EYEWASH SAFETY HAWS | Shwr-Eyewash | WWS | PM | FOS | OPERATING | 3 | 2023-11-07
VX303002 | K6-0848 | SHOWER & EYEWASH SAFETY HAWS MN 0067000028 | Shwr-Eyewash | WWS | PM | FOS | OPERATING | 3 | 2024-02-29
VX308001 | K6-0848 | FILTER, WATER, CUNO | Filters-Water | WWS | PM | FOS | OPERATING | 4 | 2023-12-13
VXA01002 | K6-0848 | A/C-138, EDO ROOM (480V, Service Disconnect Located behind EDO RM) | AHU-CHW-5T_30T | HVC | PM | FOS | OPERATING | 2 | 2019-08-09
VXA01003 | K6-0848 | AIR UNIT, A/C 119 (480V, Service Disconnect Located in Rm 1K10, Scaffolding Required) | AHU-CHW-5T_30T | HVC | PM | FOS | OPERATING | 1 | 2019-07-23
VXA01004 | K6-0848 | AIR UNIT, A/C 118 (480V, Service Disconnect Located in Rm 1K11, Scaffolding Required) (SCAFFOLDING REQUIRED) | AHU-CHW-5T_30T | HVC | PM | FOS | OPERATING | 2 | 2019-08-13
VXA01007 | K6-0848 | A/C 112 (480V, Service Disconnect Located in Rm MK4) | AHU-CHW-5T_30T | HVC | PM | FOS | OPERATING | 2 | 2019-12-19
VXA02001 | K6-0848 | Condensing Unit (220 Volt, Service Disc. in Room 1L12 or Panel 1LPB2(1L4), CB70) | Condensing Unit | HVC | PM/TS | NOS | DECOMMISSIONED | 2 | 2018-06-27
VXA04002 | K6-0848 | Supply Fan SF-7, VAB (480V, Service Disconnect Located behind EDO Rm) | Fan-Supply-LT100HP | HVC | PM | FOS | OPERATING | 2 | 2024-05-09
VXA04006 | K6-0848 | FAN SUP S101 (480V, Service Disconnect Located in 4th Fl. Equip. Rm ) | AHU-CHW-GT30T | HVC | PM | FOS | OPERATING | 2 | 2021-10-29
VXA04007 | K6-0848 | FAN SUP S100 (480V, Service Disconnect Located in 4th Fl. Equip. Rm ) | AHU-CHW-GT30T | HVC | PM | FOS | OPERATING | 2 | 2021-10-29
VXA04008 | K6-0848 | FAN R101, RETURN, (480V, Service Disconnect Located in 4th Fl. Equip. Rm ) | Fan-Supply-LT100HP | HVC | PM | FOS | OPERATING | 2 | 2024-02-13
VXA04021 | K6-0848 | Air Supply, Was VAA45001 (480 Volt, Disc. Breaker in Panel 1KPA-2, Room 1K10A) | Fan-Hood | HVC | RTF | FOS | OPERATING | 3 | 2012-06-21
VXA04022 | K6-0848 | Air Supply, Was VAA45002 (480 Volt, Disc. Breaker in Panel 1KPA-2, Room 1K10A) | Fan-Hood | HVC | RTF | FOS | OPERATING | 3 | 2012-06-21
VXA04023 | K6-0848 | Air Supply, Was VAA45003 (480 Volt, Disc. Breaker in Panel 1KPA-2, Room 1K10A) | Fan-Hood | HVC | RTF | FOS | OPERATING | 4 | 2012-06-13
VXA04024 | K6-0848 | Air Supply, Was VAA45004 (480 Volt, Disc. Breaker in Panel 1KPA-2, Room 1K10A) | Fan-Hood | HVC | RTF | FOS | OPERATING | 3 | 2012-06-14
VXA04025 | K6-0848 | Air Supply, Was VAA45005 (480 Volt, Disc. Breaker in Panel 1KPA-2, Room 1K10A) | Fan-Hood | HVC | RTF | FOS | OPERATING | 3 | 2012-06-14
VXA04026 | K6-0848 | Air Supply, Was VAA45006 (480 Volt, Disc. Breaker in Panel 1KPA-2, Room 1K10A) | Fan-Hood | HVC | RTF | FOS | OPERATING | 3 | 2012-06-21
VXA04027 | K6-0848 | Air Supply, Was VAA45007 (480 Volt, Disc. Breaker in Panel 1KPA-2, Room 1K10A) | Fan-Hood | HVC | RTF | FOS | OPERATING | 3 | 2012-06-21
VXA04028 | K6-0848 | Air Supply, Was VAA45008 (480 Volt, Disc. Breaker in Panel 1KPA-2, Room 1K10A) | Fan-Hood | HVC | RTF | FOS | OPERATING | 3 | 2012-06-15
VXA04029 | K6-0848 | Air Supply, Was VAA45009 (480 Volt, Disc. Breaker in Panel 1KPA-2, Room 1K10A) | Fan-Hood | HVC | RTF | FOS | OPERATING | 3 | 2012-06-21
VXA04030 | K6-0848 | Air Supply, Was VAA45010 (480 Volt, Disc. Breaker in Panel 1KPA-2, Room 1K10A) | Fan-Hood | HVC | RTF | FOS | OPERATING | 3 | 2012-06-15
VXA04031 | K6-0848 | Air Supply, Was VAA45011 (480 Volt, Disc. Breaker in Panel 1KPA-2, Room 1K10A) | Fan-Hood | HVC | RTF | FOS | OPERATING | 3 | 2012-06-21
VXA04032 | K6-0848 | Air Supply, Was VAA45012 (480 Volt, Disc. Breaker in Panel 1KPA-2, Room 1K10A) | Fan-Hood | HVC | RTF | FOS | OPERATING | 2 | 2012-06-21
VXA04033 | K6-0848 | Air Supply, Was VAA45013 (480 Volt, Disc. Breaker in Panel 1KPA-2, Room 1K10A) | Fan-Hood | HVC | RTF | FOS | OPERATING | 3 | 2012-06-21
VXA04034 | K6-0848 | Air Supply, Was VAA45014 (480 Volt, Disc. Breaker in Panel 1KPA-2, Room 1K10A) | Fan-Hood | HVC | RTF | FOS | OPERATING | 3 | 2012-06-21
VXA04035 | K6-0848 | Air Supply, Was VAA45015 (480 Volt, Disc. Breaker in Panel 1KPA-2, Room 1K10A) | Fan-Hood | HVC | RTF | FOS | OPERATING | 3 | 2012-06-18
VXA04036 | K6-0848 | Air Supply, Was VAA45016 (480 Volt, Disc. Breaker in Panel 1KPA-2, Room 1K10A) | Fan-Hood | HVC | RTF | FOS | OPERATING | 3 | 2012-06-21
VXA04100 | K6-0848 | Vacuum Producer, VAB, 2L5 | Dust Collector | HVC | PM/TS | NAB | ABANDONED | 1 | 2019-03-21
VXA05001 | K6-0848 | AIR DRYER, HVAC SPDMS II | Refrigeration-Air Dryer | HVC | N/A | NAB | DECOMMISSIONED | 1 | 2014-11-04
VXA07001 | K6-0848 | A/C 126 (480V,Dual Disc. Service in Rm 1L4, Pnl 1L1A-brk 22 & Pnl 1LEA-brk 9) | AHU-CHW-Computer-5T_30T | HVC | N/A | XSD | DECOMMISSIONED | 3 | 2013-10-30
VXA07002 | K6-0848 | A/C 127 (480V, Service Disconnect Located in Rm 3L15, Pnl 3L1A2--brk 10) | AHU-CHW-Computer-5T_30T | HVC | N/A | NAB | DECOMMISSIONED | 3 | 2016-02-11
VXA07003 | K6-0848 | A/C 128 (480V, Service Disconnect Located in Rm 3L15, Pnl 3L1A2--brk 9) | AHU-CHW-Computer-5T_30T | HVC | N/A | NAB | DECOMMISSIONED | 3 | 2016-02-12
VXA07005 | K6-0848 | A/C 130 (480V, Service Disconnect Located in Rm 3L15, Pnl 3L1A2--brk 3) | AHU-CHW-Computer-5T_30T | HVC | N/A | NAB | DECOMMISSIONED | 3 | 2016-02-08
VXA07006 | K6-0848 | A/C 131 (480V, Service Disconnect Located in Rm 3L15, Pnl 3L1A2--brk 4) | AHU-CHW-Computer-5T_30T | HVC | N/A | NAB | DECOMMISSIONED | 3 | 2016-02-08
VXA07008 | K6-0848 | A/C 133 (480V,Dual Disc. Service in Rm 3L15, Pnl 3L1A2-brk 34 & Pnl 3LEP-brk 9) | AHU-CHW-Computer-5T_30T | HVC | N/A | NAB | DECOMMISSIONED | 2 | 2016-03-02
VXA07009 | K6-0848 | A/C 134 (480V,Dual Disc.Service in Rm 3L15, Pnl 3L1A2-brk 22 & Pnl 3LEP-brk 10) | AHU-CHW-Computer-5T_30T | HVC | N/A | NAB | DECOMMISSIONED | 2 | 2016-03-02
VXA07010 | K6-0848 | A/C 135 (480V,Dual Disc. Service in Pnl 3LEP-brk3 & Pnl 3LPA-brk15(Rm3L23) | AHU-CHW-Computer-5T_30T | HVC | N/A | NAB | DECOMMISSIONED | 3 | 2016-02-08
VXA07011 | K6-0848 | A/C 136 (480V,Dual Disc. Service in Rm 3L15, Pnl 3L1A2-brk 39 & Pnl 3LEP-brk 4) | AHU-CHW-Computer-5T_30T | HVC | N/A | NAB | DECOMMISSIONED | 2 | 2016-03-02
VXA07012 | K6-0848 | A/C 137 (480V,Dual Disc.Service in Rm 3L15, Pnl 3L1A2-brk 16 & Pnl 3LEP-brk 15) | AHU-CHW-Computer-5T_30T | HVC | N/A | NAB | DECOMMISSIONED | 3 | 2016-02-01
VXA07013 | K6-0848 | Air Handler Unit AHU-1 (480 Volt, Service Disconnect Located in Room 2L5) | AHU-CHW-5T_30T | HVC | PM | FOS | OPERATING | 3 | 2024-05-06
VXA07139 | K6-0848 | A/C UNIT, 139 (480V, Service Disconnect Located in Rm 3L15, Pnl 3L1A2--brk 28) | AHU-CHW-Computer-5T_30T | HVC | N/A | NAB | DECOMMISSIONED | 2 | 2016-03-02
VXA07140 | K6-0848 | A/C UNIT, 140 (480V, Service Disconnect Located in Rm 3L15, Pnl 3L1A2--brk 27) | AHU-CHW-Computer-5T_30T | HVC | N/A | NAB | DECOMMISSIONED | 2 | 2016-03-02
VXA07141 | K6-0848 | A/C UNIT, 141 (480V, Service Disconnect Located in Rm 3K9) | AHU-CHW-Computer-5T_30T | HVC | PM | FOS | OPERATING | 3 | 2024-04-16
VXA07142 | K6-0848 | A/C UNIT, 142 (480V, Service Disconnect Located in Rm 3K9) | AHU-CHW-Computer-5T_30T | HVC | PM | FOS | OPERATING | 3 | 2024-04-16
VXA08011 | K6-0848 | Tertiary Pump TCHP-11 (480 Volt, Service Disconnect Located on 2nd Fl. Tower A) | Pump-Pad Mount-(CHW/CW)-GT10HP | HVC | PM | FOS | OPERATING | 2 | 2021-08-03
VXA08012 | K6-0848 | Tertiary Pump TCHP-12 (480 Volt, Service Disconnect Located on 2nd Fl. Tower A) | Pump-Pad Mount-(CHW/CW)-GT10HP | HVC | PM | FOS | OPERATING | 2 | 2021-08-03
VXA09001 | K6-0848 | Cooler 2, Rm 1L12 (220 Volt, Service Disc. in Rm 1L12 or Panel 1LPB2(1L4), CB70) | Refrigeration-Freezer | HVC | PM/TS | NOS | DECOMMISSIONED | 1 | 2019-11-21
VXA09002 | K6-0848 | COOLER 1, 1L1 (220V, Sercive Disconnect in Rm 1L1) | Refrigeration-Freezer | HVC | PM/TS | NOS | DECOMMISSIONED | 1 | 2019-03-21
VXA09004 | K6-0848 | COOLER, LBW CELL 4 (230V, Service Disconnect 1LPB2, CKT 69) | Refrigeration-Freezer | HVC | PM | FOS | OPERATING | 2 | 2024-03-29
VXA09005 | K6-0848 | COOLER A/C-#2, UNIT, LBW CELL 4 (230V, Service Disconnect ) | Refrigeration-Freezer | HVC | PM | FOS | OPERATING | 3 | 2024-03-18
VXA12001 | K6-0848 | EXPANSION TANK, SPDMS II | Tanks-Expansion-HW | HVC | N/A | NAB | DECOMMISSIONED | 4 | 2016-02-08
VXA17001 | K6-0848 | COMPRESSOR, AIR, WAS VAA17001 HVAC | Compressors-Air-Reciprocating | HVC | N/A | XSD | DECOMMISSIONED | 4 | 2021-06-18
VXA17001-R1 | K6-0848 | COMPRESSOR, AIR, WAS VAA17001 HVAC | Compressors-Air-Reciprocating | HVC | PM | FOS | OPERATING | 3 | 2024-05-11
VXA17002 | K6-0848 | AIR DRYER, HVAC, WAS VAA17002 | Refrigeration-Air Dryer | HVC | PM/TS | NOS | DECOMMISSIONED | 1 | 2016-12-09
VXAIVFN008 | K6-0848 | Supply Fan SF-8 VAB 4TH, Equip Rm, O.A (480V, Service Disconnect on/near unit) | Fan-Supply-LT100HP | HVC | PM | FOS | OPERATING | 3 | 2023-12-14
VXARWIM001 | K6-0848 | Ice Machine, Cube, Manitowoc, S/N 1101182094 | Refrigeration-Ice Machine-Cube | HVC | PM | FOS | OPERATING | 3 | 2024-01-03
VXF2001K | K6-0848 | WET PIPE FIRE SPRINKLER | Wet Pipe | PSY | PM | FOS | OPERATING | 3 | 2024-03-11
VXF2001L | K6-0848 | WET PIPE FIRE SPRINKLER | Wet Pipe | PSY | PM | FOS | OPERATING | 3 | 2024-03-01
VXF2001W | K6-0848 | WET PIPE FIRE SPRINKLER | Wet Pipe | PSY | PM | FOS | OPERATING | 3 | 2024-03-06
VXF2002K | K6-0848 | WET PIPE FIRE SPRINKLER | Wet Pipe | PSY | PM | FOS | OPERATING | 4 | 2024-03-26
VXF2002L | K6-0848 | WET PIPE FIRE SPRINKLER | Wet Pipe | PSY | PM | FOS | OPERATING | 3 | 2024-03-11
VXF2003K | K6-0848 | WET PIPE FIRE SPRINKLER | Wet Pipe | PSY | PM | FOS | OPERATING | 3 | 2023-09-29
VXF2003L | K6-0848 | FIRE SUPPRESSION SYSTEM, PRE-ACTION w/GN2 | Pre-Action | PSY | PM/TS | NOS | OPERATING | 4 | 2014-05-29
VXF2003LX | K6-0848 | WET PIPE FIRE SPRINKLER | Wet Pipe | PSY | PM | FOS | OPERATING | 3 | 2024-03-01
VXF200MK | K6-0848 | WET PIPE FIRE SPRINKLER | Wet Pipe | PSY | PM | FOS | OPERATING | 3 | 2024-03-25
VXF200ML | K6-0848 | WET PIPE FIRE SPRINKLER | Wet Pipe | PSY | PM | FOS | OPERATING | 3 | 2024-02-23
VXF2101L | K6-0848 | WET PIPE FIRE SPRINKLER | Wet Pipe | PSY | PM | FOS | OPERATING | 4 | 2024-03-25
VXF23FHK | K6-0848 | HOSE, FIRE SYSTEM, STAIRS, #13, 14, 17 | Valves-Fire Hose | PSY | N/A | XSD | DECOMMISSIONED | 4 | 2014-01-28
VXFFAAS001 | K6-0848 | VESDA | ASSD | PSY | PM/TS | NOS | DECOMMISSIONED | 3 | 2018-06-11
VXFFAAS002 | K6-0848 | VESDA | ASSD | PSY | PM/TS | NOS | DECOMMISSIONED | 3 | 2018-06-12
VXS01001 | K6-0848 | AIR COMPRESSOR OIL LESS ACCESS AC-6 KEY | Compressors-Air-Reciprocating | WWS | N/A | XSD | DECOMMISSIONED | 4 | 2013-11-12
VXS12001 | K6-0848 | BFP FEBCO 825Y 2" S/N R2980 | BFP | WWS | PM | FOS | OPERATING | 4 | 2023-06-15
VXS12003 | K6-0848 | BFP FEBCO 825Y 2" S/N R2744 S.UNIT | BFP | WWS | PM | FOS | OPERATING | 4 | 2023-06-15
VXS12005 | K6-0848 | BFP FEBCO 825Y 1" S/N AA3739 | BFP | WWS | PM | FOS | OPERATING | 3 | 2023-06-16
VXS12006 | K6-0848 | BFP FEBCO 825Y 1" S/N AA3759 | BFP | WWS | PM | FOS | OPERATING | 4 | 2023-05-28
VXS12007 | K6-0848 | BFP FEBCO 825Y 3/4" S/N AO49670 | BFP | WWS | PM | FOS | OPERATING | 3 | 2023-06-16
VZF21001 | M6-0409C | WET PIPE FIRE SPRINKLER SYSTEM | Wet Pipe | PSY | PM | FOS | OPERATING | 3 | 2024-02-06
VZFFACP2N66 | M6-0409C | FACP, SIMPLEX 4100ES | FACP | PSY | PM | FOS | OPERATING | 4 | 2023-09-15
VZFFACPN66 | M6-0409C | FACP, SIMPLEX 4020 | FACP | PSY | N/A | XSD | DECOMMISSIONED | 3 | 2018-01-23
VZFWC001 | M6-0409C | WET CHEM FIRE SUPPRESSION SYSTEM WITH GAS VALVE | Wet Chem | PSY | PM | FOS | OPERATING | 3 | 2023-11-07
VZFWC002 | M6-0409C | WET CHEM FIRE SUPPRESSION SYSTEM WITH GAS VALVE | Wet Chem | PSY | PM | FOS | OPERATING | 3 | 2023-11-06
VZFWC003 | M6-0409C | WET CHEM FIRE SUPPRESSION SYSTEM WITH GAS VALVE | Wet Chem | PSY | PM | FOS | OPERATING | 3 | 2023-11-08
VZFWC004 | M6-0409C | KITCHEN FIRE SUPPRESSION SYSTEM, PIZZA OVEN, UL300 | Wet Chem | PSY | PM/TS | NOS | DECOMMISSIONED | 4 | 2013-09-03
W12ELITE | H5-2140 | LIGHTS, EMERGENCY & EXIT, H5-2140 | Emer-Exit Lights Self Testing 2 | ELV | RTF | FOS | OPERATING | 3 | 2017-06-15
W1506001 | H5-2140 | GATE, MOTORIZED WEST | Gates-Motorized | MEC | PM | FOS | OPERATING | 4 | 2024-01-20
W1506002 | H5-2140 | GATE, MOTORIZED EAST | Gates-Motorized | MEC | PM | FOS | OPERATING | 4 | 2024-04-22
W1A01001 | H5-2140 | AIR HANDLER, DX | AHU-DX-LT5T | HVC | N/A | XSD | DECOMMISSIONED | 2 | 2018-11-19
W1A01002 | H5-2146 | WALL UNIT | AHU-DX-Wall | HVC | RTF | FOS | OPERATING | 3 | 2010-12-02
W1A02001 | H5-2140 | CONDENSING UNIT | AHU-DX-Condenser | HVC | N/A | XSD | DECOMMISSIONED | 2 | 2019-02-21
W1AIAAX001 | H5-2140 | AIR HANDLER, DX | AHU-DX-LT5T | HVC | PM | FOS | OPERATING | 3 | 2024-02-08
W1AIACU001 | H5-2140 | CONDENSING UNIT | AHU-DX-Condenser | HVC | PM | FOS | OPERATING | 4 | 2023-06-08
W1E01004 | K6-1446F | SS 1153 25KVA XFMR 13.8KV-120/240 PDMT | Transformers-Oil-MV | EHV | N/A | XSD | DECOMMISSIONED | 4 | 2013-04-15
W1E02001 | H5-2140 | SS 1160 75KVA 13.8KV/480V PDMT | Transformers-Oil-MV | EHV | PT | FOS | OPERATING | 4 | 2023-09-05
W1FKPCP003 | H5-2140 | INTELLIGENT SYSTEM CONTROLLER #03 | ESS | PSY | PM | FOS | OPERATING | 3 | 2024-02-22
W1FLEG4001 | H5-2140 | TRAFFIC CONTROL SYSTEM SECURITY GATE 4 | Traffic | PSY | PM | FOS | OPERATING | 3 | 2023-09-09
W1FS01002 | H5-2140 | FILTER, CHARCOAL | Filters-Water | WWS | PM | FOS | OPERATING | 4 | 2024-05-09
W3A01002 | K6-0949 | WALL UNIT, BARD | AHU-DX-Wall | HVC | N/A | XSD | DECOMMISSIONED | 4 | 2011-05-19
W4501002 | K6-1996G | ROOF, ASBESTOS CONTAINMENT BLDG METAL 600 SF | Roof-Metal | STR | PM | FOS | OPERATING | 3 | 2022-05-31
W4ACACP001 | K6-1996G | Air Compressor, 5 HP, Quincy | Compressors-Air-Reciprocating | HVC | PM | FOS | OPERATING | 4 | 2024-05-07
W5A01001 | K7-0955 | WALL UNIT | AHU-DX-Wall | HVC | N/A | XSD | DECOMMISSIONED | 4 | 2010-11-29
WA2ELITE | J7-1388 | LIGHTS, EMERGENCY & EXIT, J7-1388 | Emer-Exit Lights Self Testing | ELV | PM | FOS | OPERATING | 4 | 2017-01-26
WA303001 | J7-1388 | EYEWASH, SAFETY, BRADLEY, M/N S1922 | Shwr-Eyewash | WWS | PM | FOS | OPERATING | 3 | 2024-02-13
WA501002 | J7-1388 | ROOF, IND WATER PUMP STATION 7020 SF | Roof-BUR | STR | N/A | XSD | DECOMMISSIONED | 2 | 2022-07-28
WA501002-R1 | J7-1388 | ROOF, IND WATER PUMP STATION 7020 SF | Roof-BUR | STR | PM | FOS | OPERATING | 4 | 2023-10-13
WA725800 | J7-1388 | CRANE, BRIDGE, 8 TON | Crane | MEC | PM | FOS | OPERATING | 4 | 2024-05-02
WAACACP001 | J7-1388 | Air Compressor, Reciprocating, Quincy Model 325 | Compressors-Air-Reciprocating | HVC | N/A | XSD | DECOMMISSIONED | 2 | 2019-07-10
WAACACP001-R1 | J7-1388 | Air Compressor, Reciprocating, Quincy Model 325 | Compressors-Air-Reciprocating | HVC | PM | FOS | OPERATING | 3 | 2024-04-23
WAE01001 | J7-1388 | SS 1054 225KVA 13.8KV-480V PDMT | Transformers-Oil-MV | EHV | PM/PT | FOS | OPERATING | 4 | 2022-11-03
WAE01017 | J7-1388 | VFI 1024 15.5KV 630A S#643-04-0112 G&W | Vacuum Fault Interrupter | EHV | PT | FOS | OPERATING | 4 | 2024-01-18
WAE0101701 | J7-1388 | Relay, G&W Type 3, Overcurrent, VFI 17 Position V1 | Relays-MV | EHV | PM | FOS | OPERATING | 4 | 2024-04-02
WAF04100 | J7-1388 | SIMPLEX 4002 FACP | FACP | PSY | PM | FOS | OPERATING | 3 | 2024-03-24
WAFCB001 | J7-1388 | Pad Pump Station, Fire Engine No. 1 Cranking Batteries | Battery-Fire-Engine | WWS | PMHL | FOS | OPERATING | 4 | 2013-03-18
WAFCB002 | J7-1388 | Pad Pump Station, Fire Engine No. 2 Cranking Batteries | Battery-Fire-Engine | WWS | PMHL | FOS | OPERATING | 4 | 2013-03-18
WAFCB003 | J7-1388 | Pad Pump Station, Fire Engine No. 3 Cranking Batteries | Battery-Fire-Engine | WWS | PMHL | FOS | OPERATING | 4 | 2013-03-18
WAFCB004 | M7-1362 | Pad Pump Station, Fire Engine No. 4 Cranking Batteries | Battery-Fire-Engine | WWS | PMHL | FOS | OPERATING | 4 | 2013-03-18
WAFCP001 | J7-1388 | Pad Pump Station, Fire Engine Control Panel No. 1 | Controls-Fire-Pump | WWS | N/A | XSD | DECOMMISSIONED | 3 | 2020-11-19
WAFCP002 | J7-1388 | Pad Pump Station, Fire Engine Control Panel No. 2 | Controls-Fire-Pump | WWS | N/A | XSD | DECOMMISSIONED | 3 | 2020-11-17
WAFCP003 | J7-1388 | Pad Pump Station, Fire Engine Control Panel No. 3 | Controls-Fire-Pump | WWS | N/A | XSD | DECOMMISSIONED | 4 | 2013-09-24
WAFCP004 | M7-1362 | Pad Pump Station, Fire Engine Control Panel No. 4 | Controls-Fire-Pump | WWS | N/A | XSD | DECOMMISSIONED | 3 | 2020-11-17
WAFCP011 | J7-1388 | Pad Pump Station, Jockey Pump Control Panel | Controls-Fire-Pump | WWS | N/A | XSD | DECOMMISSIONED | 3 | 2014-09-25
WAFCP011-R1 | J7-1388 | Pad Pump Station, Jockey Pump Control Panel | Controls-Fire-Pump | WWS | N/A | XSD | DECOMMISSIONED | 3 | 2020-11-18
WAFFART001 | J7-1388 | CENTRAL RADIO MONITORING SYSTEM (CRMS) TRANSCEIVER | CRMS | PSY | PM | FOS | OPERATING | 3 | 2024-03-24
WAFFP001 | J7-1388 | Water Pump Station, Firex Pump RWP-1 | Pump-Fire-Diesel | WWS | N/A | XSD | DECOMMISSIONED | 3 | 2019-11-11
WAFFP002 | J7-1388 | Water Pump Station, Firex Pump RWP-2 | Pump-Fire-Diesel | WWS | N/A | XSD | DECOMMISSIONED | 3 | 2021-06-07
WAFFP003-R1 | J7-1388 | Water Pump Station, Fire Pump RWP-3 | Pump-Fire-Diesel | WWS | N/A | XSD | DECOMMISSIONED | 3 | 2021-06-07
WAFFP004 | J7-1388 | Water Pump Station, Firex Pump RWP-4 | Pump-Fire-Diesel | WWS | N/A | XSD | DECOMMISSIONED | 3 | 2021-06-07
WAFH1360 | J7-1388 | HYDRANT, FIRE, DARLING 5-1/4" 1989 | Hydrant | WWS | N/A | XSD | DECOMMISSIONED | 4 | 2017-09-20
WAFH1360-R1 | J7-1388 | Hydrant, FIRE, AMERICAN DARLING, 2013 | Hydrant | WWS | PM | FOS | OPERATING | 4 | 2023-06-23
WAFJP001-R1 | J7-1388 | Water Pump Station, Jockey Pump RWP-5 | Pump-Fire-Jockey/Freeze | WWS | N/A | XSD | DECOMMISSIONED | 4 | 2021-06-15
WAFRT001 | J7-1387 | Water Pump Station, Steel Reservoir (J7-1387) | Tanks-Fire | WWS | N/A | XSD | DECOMMISSIONED | 3 | 2021-03-19
WAFRT002 | J7-1389 | Water Pump Station, Concrete Reservoir (J7-1389) | Tanks-Fire | WWS | N/A | XSD | DECOMMISSIONED | 3 | 2021-03-19
WAFST001 | J7-1388 | Tank, Water Pump Station Hydro-Pneumatic System | Tanks-Fire-Surge | WWS | N/A | XSD | DECOMMISSIONED | 3 | 2015-06-05
WAFST001-R1 | J7-1388 | Tank, Water Pump Station, Hydro-Pneumatic System | Tanks-Fire-Surge | WWS | N/A | XSD | DECOMMISSIONED | 4 | 2021-05-19
WAFSYDS001 | J7-1388 | DRY PIPE FIRE SPRINKLER SYSTEM w/GN2 | Dry Pipe | PSY | PM | FOS | OPERATING | 3 | 2024-04-11
WAFUP001-R1 | J7-1388 | UPS-13 BBP 1KVA 120VAC In/Out | UPS-Self Contained Small | ELV | PM | FOS | OPERATING | 4 | 2023-03-28
WAFVP001 | J7-1388 | PRV, Pad Pump Station Fire Pump #1 Relief Valve | Valves-PRV | WWS | N/A | XSD | DECOMMISSIONED | 3 | 2021-05-26
WAFVP002 | J7-1388 | PRV, Pad Pump Station Fire Pump #2 Relief Valve | Valves-PRV | WWS | N/A | XSD | DECOMMISSIONED | 3 | 2021-05-26
WAFVP003 | J7-1388 | PRV, Pad Pump Station Fire Pump #3 Relief Valve | Valves-PRV | WWS | N/A | XSD | DECOMMISSIONED | 3 | 2021-05-26
WAFVP004 | J7-1388 | PRV, Pad Pump Station Fire Pump #4 Relief Valves | Valves-PRV | WWS | N/A | XSD | DECOMMISSIONED | 2 | 2021-05-27
WAFVP065 | J7-1387 | PRV, Pad Pump Station North Reservoir Fill Valve, RW-65 | Valves-PRV | WWS | N/A | XSD | DECOMMISSIONED | 3 | 2021-04-20
WAFVP101 | J7-1389 | PRV, Pad Pump Station South Reservoir Valve, RW-101 | Valves-PRV | WWS | N/A | XSD | DECOMMISSIONED | 3 | 2021-04-20
WAFVP157 | J7-1388 | PRV, Pad Pump Station Jockey Pump Relief Valve, RW-157 | Valves-PRV | WWS | N/A | XSD | DECOMMISSIONED | 3 | 2020-10-22
WAFVP174 | J7-1388 | PRV, Pad Pump Station Hydropneumatic Tank Relief Valve, RW-174 | Valves-PRV | WWS | N/A | XSD | DECOMMISSIONED | 3 | 2020-10-20
WAFWCVF015 | J7-1387 | Control Valve, Water Pit 7, RW-15 (A37804) | Valves-Fire | WWS | PM | FOS | OPERATING | 3 | 2024-03-14
WAFWDCP001 | J7-1388 | Controller, Pad Pump Station, Fire Engine Control Panel No. 1 | Controls-Fire-Pump | WWS | PM | FOS | OPERATING | 3 | 2023-11-21
WAFWDCP002 | J7-1388 | Controller, Pad Pump Station, Fire Engine Control Panel No. 2 | Controls-Fire-Pump | WWS | PM | FOS | OPERATING | 3 | 2023-11-22
WAFWDCP003 | J7-1388 | Controller, Pad Pump Station, Fire Engine Control Panel No. 3 | Controls-Fire-Pump | WWS | PM | FOS | OPERATING | 3 | 2022-08-12
WAFWDCP005 | J7-1388 | Controller, Pad Pump Station, Jockey Pump Control Panel | Controls-Fire-Pump | WWS | PM | FOS | OPERATING | 3 | 2023-09-15
WAFWDCV020 | J7-1388 | Control Valve, Water Pit 1, RW-20 (A37576) | Valves-Fire | WWS | PM | FOS | OPERATING | 3 | 2023-06-29
WAFWDCV023 | J7-1388 | Control Valve, Water Pit 1, RW-23 (A37702) | Valves-Fire | WWS | PM | FOS | OPERATING | 3 | 2023-06-29
WAFWDCV027 | J7-1388 | Control Valve, Water Pit 13, RW-27 (A37691) | Valves-Fire | WWS | PM | FOS | OPERATING | 3 | 2023-06-29
WAFWDCV029 | J7-1388 | Control Valve, Water Pit 13 RW-29 (A37789) | Valves-Fire | WWS | PM | FOS | OPERATING | 3 | 2023-06-29
WAFWDCV031 | J7-1388 | Control Valve, Water Pit 2, RW-31 (A532106) | Valves-Fire | WWS | PM | FOS | OPERATING | 3 | 2023-06-29
WAFWDCV033 | J7-1388 | Control Valve, Water Pit 2, RW-33 (A37793) | Valves-Fire | WWS | PM | FOS | OPERATING | 3 | 2023-06-29
WAFWDCV034 | J7-1388 | Control Valve, Water Pit 2, RW-34 (A37567) | Valves-Fire | WWS | PM | FOS | OPERATING | 3 | 2023-06-29
WAFWDCV035 | J7-1388 | Control Valve, Water Pit 2, RW-35 (A37781) | Valves-Fire | WWS | PM | FOS | OPERATING | 3 | 2023-06-29
WAFWDJP001 | J7-1388 | Water Pump Station, Jockey Pump RWP-5 (A532315) | Pump-Fire-Jockey/Freeze | WWS | PM | FOS | OPERATING | 3 | 2024-05-06
WAFWDPD001-R1 | J7-1388 | Water Pump Station, Fire Pump RWP-1 (A532191) | Pump-Fire-Diesel | WWS | PM | FOS | OPERATING | 4 | 2024-05-06
WAFWDPD002 | J7-1388 | Water Pump Station, Fire Pump RWP-2 (A532192) | Pump-Fire-Diesel | WWS | PM | FOS | OPERATING | 4 | 2024-03-25
WAFWDPD003 | J7-1388 | Water Pump Station, Fire Pump RWP-3 (A532193) | Pump-Fire-Diesel | WWS | PM/TS | NOS | DECOMMISSIONED | 3 | 2024-01-29
WAFWDPD003-R1 | J7-1388 | Water Pump Station, Fire Pump RWP-3 (A532193) | Pump-Fire-Diesel | WWS | PM | FOS | OPERATING | 4 | 2024-05-06
WAFWDPD004 | J7-1388 | Water Pump Station, Fire Pump RWP-4 (A532194) | Pump-Fire-Diesel | WWS | N/A | XSD | DECOMMISSIONED | 3 | 2021-11-15
WAFWDPD005 | J7-1388 | Water Pump Station, Fire Pump RWP-1 (A532191) | Pump-Fire-Diesel | WWS | N/A | XSD | DECOMMISSIONED | 3 | 2024-02-12
WAFWDPV065 | J7-1387 | Fill Valve , North Reservoir Fill Valve RW-65 (A114581) | Valves-PRV | WWS | N/A | XSD | DECOMMISSIONED | 3 | 2022-04-22
WAFWDPV066 | J7-1387 | Fill Valve , North Reservoir Fill Valve RW-65 (A114581) | Valves-PRV | WWS | N/A | XSD | DECOMMISSIONED | 4 | 2023-04-08
WAFWDPV101 | J7-1389 | Fill Valve, South Reservoir J7-1389 Fill, RW-101 (A528721) | Valves-PRV | WWS | N/A | XSD | DECOMMISSIONED | 3 | 2022-04-22
WAFWDRV002 | J7-1388 | PRV, Pad Pump Station Fire Pump #2 Relief Valve | Valves-PRV | WWS | PM | FOS | OPERATING | 4 | 2023-05-22
WAFWDRV003 | J7-1388 | PRV, Pad Pump Station Fire Pump #3 Relief Valve | Valves-PRV | WWS | PM | FOS | OPERATING | 4 | 2023-05-22
WAFWDRV005 | J7-1388 | PRV, Pad Pump Station Fire Pump #1 Relief Valve | Valves-PRV | WWS | PM | FOS | OPERATING | 3 | 2023-05-22
WAFWDRV157 | J7-1388 | PRV, Pad Pump Station Jockey Pump Relief Valve, RW-157 | Valves-PRV | WWS | PM | FOS | OPERATING | 1 | 2023-10-11
WAFWDRV174 | J7-1388 | PRV, Pad Pump Station Hydropneumatic Tank Relief Valve, RW-174 | Valves-PRV | WWS | PM | FOS | OPERATING | 3 | 2023-10-11
WAFWDTA001 | J7-1387 | Water Pump Station, Steel Reservoir (J7-1387) | Tanks-Fire | WWS | PM | FOS | OPERATING | 3 | 2024-03-13
WAFWDTA002 | J7-1389 | Water Pump Station, Concrete Reservoir (J7-1389) | Tanks-Fire | WWS | PM | FOS | OPERATING | 3 | 2024-03-13
WAFWDTA003 | J7-1388 | Tank, Water Pump Station, Hydro-Pneumatic System RTK-3 (A37749) | Tanks-Fire-Surge | WWS | PM | FOS | OPERATING | 3 | 2023-06-14
WAS12001 | J7-1388 | BFP DOUBLE CHECK AMES 4", S/N 34M034 | BFP-Fire | WWS | PM | FOS | OPERATING | 3 | 2024-04-10
WAS12002 | J7-1388 | BFP WATTS 919QT 2" RP, S/N 09905 | BFP | WWS | PM | FOS | OPERATING | 4 | 2023-10-31
WB501001 | TRM-0057 | ROOF, SHINGLE, 2208 SF | Roof-Shingle | STR | N/A | XSD | DECOMMISSIONED | 3 | 2016-09-23
WBAIAAX001 | TRM-0057 | AIR HANDLER, DX | AHU-DX-LT5T | HVC | N/A | XSD | DECOMMISSIONED | 4 | 2015-10-20
WBAIAAX002 | TRM-0057 | AIR HANDLER, DX | AHU-DX-LT5T | HVC | N/A | XSD | DECOMMISSIONED | 4 | 2015-10-21
WBAIACU001 | TRM-0057 | CONDENSING UNIT | AHU-DX-Condenser | HVC | N/A | XSD | DECOMMISSIONED | 4 | 2015-02-27
WBAIACU002 | TRM-0057 | CONDENSING UNIT | AHU-DX-Condenser | HVC | N/A | XSD | DECOMMISSIONED | 4 | 2015-02-27
WBE02001 | UK-0020 | SS 197 750KVA 13.2KV-480/277V OIL USS TYPE NIAGARA | Transformers-Oil-MV | EHV | PT | FOS | OPERATING | 2 | 2020-08-10
WBFFACP001 | M7-1469E | FACP, SIMPLEX 4005 | FACP | PSY | PM/TS | NOS | DECOMMISSIONED | 3 | 2017-06-10
WBFFART001 | M7-1469E | CENTRAL RADIO MONITORING SYSTEM (CRMS) TRANSCEIVER | CRMS | PSY | PM/TS | NOS | DECOMMISSIONED | 3 | 2017-05-11
WBFH1155 | UK-0031 | HYDRANT, FIRE | Hydrant | WWS | PM | FOS | OPERATING | 3 | 2023-12-06
WBFH1215 | UK-0031 | HYDRANT, FIRE | Hydrant | WWS | N/A | XSD | DECOMMISSIONED | 4 | 2017-11-17
WBFH1215-R1 | UK-0031 | Hydrant, FIRE, AMERICAN DARLING, 2013 | Hydrant | WWS | PM | FOS | OPERATING | 3 | 2023-12-06
WBS12009 | TRM-0057 | BFP, WILKINS ZURN, 1-1/4" RPZ, MODEL 975XL SN 3637825 | BFP | WWS | N/A | XSD | DECOMMISSIONED | 3 | 2017-10-27
WDE01001 | L6-0043 | SS 1111 150KVA 13.8KV-480/277V OIL TYPE PDMT COOPER | Transformers-Oil-MV | EHV | PT | FOS | OPERATING | 4 | 2023-12-03
WDFH1220 | L6-0043 | HYDRANT, FIRE | Hydrant | WWS | PM | FOS | OPERATING | 3 | 2023-09-08
WDFH1320 | L6-0043 | HYDRANT, FIRE, MUELLER 5-1/4" 1964 | Hydrant | WWS | PM | FOS | OPERATING | 3 | 2023-07-20
WG201002 | J7-2111A | LIGHTNING PROTECTION | Lightning Prot | ELV | PM | FOS | OPERATING | 4 | 2021-07-09
WG502001 | J7-2111 | TOWER 54' WEATHER WT. 7 HEVI-DUTY | Tower | STR | PM | FOS | OPERATING | 4 | 2022-10-17
WME01001 | UK-0019 | SS 1109 15KVA 7.8KV/240V PDMT | Transformers-Oil-MV | EHV | N/A | XSD | DECOMMISSIONED | 1 | 2020-12-22
WNE01001 | K6-1141 | XFMR POLE 25KVA 120/240V S#H637469Y68 GE | Transformers-Oil-Pole | EHV | RTF | FOS | OPERATING | 4 | 2011-01-11
WNE05001 | K6-1141 | XFMR POLE 25KVA 120/240V S#18115-1283 HOWARD IND. | Transformers-Oil-Pole | EHV | N/A | XSD | DECOMMISSIONED | 4 | 2011-01-11
WP201003 | N6-1010 | LIGHTNING PROTECTION | Lightning-Grounding | ELV | PM | FOS | OPERATING | 4 | 2022-06-29
WP301001 | N6-1007 | SHOWER & EYE WASH, SAFETY | Shwr-Eyewash | WWS | N/A | XSD | DECOMMISSIONED | 4 | 2018-10-19
WP301003 | N6-1010 | SHOWER & EYEWASH SAFETY HAWS MN 8300 | Shwr-Eyewash | WWS | PM | FOS | OPERATING | 3 | 2024-05-02
WP301004 | N6-1010 | SHOWER & EYEWASH SAFETY HAWS MN 8300 | Shwr-Eyewash | WWS | PM | FOS | OPERATING | 3 | 2024-05-02
WP301005 | N6-1010 | SHOWER & EYEWASH SAFETY HAWS MN 8300 | Shwr-Eyewash | WWS | PM | FOS | OPERATING | 3 | 2024-05-02
WP501002 | N6-1007 | ROOF, WATER PUMP STATION 1247 SQ FT | Roof-BUR | STR | N/A | XSD | DECOMMISSIONED | 2 | 2021-06-23
WPAIAUA001 | N6-1007 | WALL UNIT, BARD | AHU-DX-Wall | HVC | N/A | XSD | DECOMMISSIONED | 3 | 2011-04-25
WPAIAUA002 | N6-1007 | WALL UNIT, BARD | AHU-DX-Wall | HVC | N/A | XSD | DECOMMISSIONED | 3 | 2011-04-25
WPAIAUA003 | N6-1010 | Package AC Unit | AHU-DX-Package-LT5T | HVC | PM | FOS | OPERATING | 4 | 2024-03-25
WPE0116 | N6-1010 | Square D Model 6 MCC | MCC | ELV | PM | FOS | OPERATING | 5 | 2024-03-18
WPE90001 | N6-1007 | GROUNDING SYSTEM FACILITY | Grounding | ELV | N/A | XSD | DECOMMISSIONED | 3 | 2021-09-17
WPF01001 | N6-1010 | GENERATOR, DIESEL | Generator-Stationary-Level 2 | ELV | PM/RI | FOS | OPERATING | 4 | 2024-04-17
WPF01002T | N6-1010 | FUEL TANK, REGISTERED, Diesel, 1500 gallon | Tanks-Fuel | ELV | PM/RI | FOS | OPERATING | 4 | 2024-04-18
WPF01003T | N6-1010 | Tank, DF2, 100 Gallons | Tanks-Fuel | ELV | PM/RI | FOS | OPERATING | 4 | 2024-04-17
WPFFACP001 | N6-1010 | FACP, SIMPLEX 4007ES | FACP | PSY | PM | FOS | OPERATING | 3 | 2023-10-27
WPFFART001 | N6-1010 | CENTRAL RADIO MONITORING SYSTEM (CRMS) TRANSCEIVER | CRMS | PSY | PM | FOS | OPERATING | 4 | 2023-10-15
WPFH1001 | N6-1010 | HYDRANT, FIRE, M & H 5-1/4" 2017 | Hydrant | WWS | PM | FOS | OPERATING | 4 | 2023-05-11
WPFH1150 | N6-1007 | HYDRANT, FIRE | Hydrant | WWS | N/A | XSD | DECOMMISSIONED | 4 | 2021-01-12
WPFSR10001 | N6-1010 | ROOF, WATER PUMP STATION, METAL 4122 SF | Roof-Metal | STR | PM | FOS | OPERATING | 5 | 2023-08-23
WPFSYWS001 | N6-1010 | WET PIPE SPRINKLER SYSTEM w/ GN2 | Wet Pipe | PSY | PM | FOS | OPERATING | 3 | 2024-04-24
WPS01011 | N6-1010 | PUMP 1, PRIMARY WATER BOOSTER | Pump-Primary Booster | WWS | PM | FOS | OPERATING | 3 | 2023-11-29
WPS01012 | N6-1010 | PUMP 2, PRIMARY WATER BOOSTER | Pump-Primary Booster | WWS | PM | FOS | OPERATING | 3 | 2024-02-22
WPS01013 | N6-1010 | PUMP 3, PRIMARY WATER BOOSTER | Pump-Primary Booster | WWS | PM | FOS | OPERATING | 3 | 2023-10-26
WPS02001-R1 | N6-1007 | PUMP, PRIMARY WATER BOOSTER NO. 2 | Pump-Primary Booster | WWS | N/A | XSD | DECOMMISSIONED | 2 | 2021-09-02
WPS02003 | N6-1007 | VALVE, GATE 12", PRIMARY PUMP #2 | Valves-Gate | WWS | N/A | XSD | DECOMMISSIONED | 3 | 2021-02-23
WPS02004 | N6-1007 | VALVE, GATE, 10" | Valves-Gate | WWS | N/A | XSD | DECOMMISSIONED | 3 | 2021-02-23
WPS03001-R1 | N6-1007 | PUMP, PRIMARY WATER BOOSTER NO. 3 | Pump-Primary Booster | WWS | N/A | XSD | DECOMMISSIONED | 2 | 2021-09-01
WPS03002-R1 | N6-1007 | PRV, CHECK - PUMP CONTROL | Valves-PRV | WWS | N/A | XSD | DECOMMISSIONED | 3 | 2021-03-03
WPS03003 | N6-1007 | VALVE, GATE 12", PRIMARY PUMP #3 | Valves-Gate | WWS | N/A | XSD | DECOMMISSIONED | 3 | 2021-02-23
WPS03004 | N6-1007 | VALVE, GATE 10" | Valves-Gate | WWS | N/A | XSD | DECOMMISSIONED | 3 | 2021-02-23
WPS08004 | N6-1007 | VALVE, GATE 18 " | Valves-Gate | WWS | N/A | NAB | ABANDONED | 4 | 2011-01-26
WPS12001 | UK-0031 | BFP FEBCO 856 DC 6" S/N 02008191054 | BFP-Fire | WWS | PM | FOS | OPERATING | 4 | 2024-03-14
WPS12002 | N6-1010 | BFP FEBCO 825Y 2" S/N J16024 | BFP | WWS | PM | FOS | OPERATING | 4 | 2023-05-30
WPU01001 | N6-1007 | UPS-159, 0.65 KVA | UPS-Self Contained Small | ELV | N/A | XSD | DECOMMISSIONED | 4 | 2020-01-09
WRACA001 | H5-1434 | AIR COMPRESSOR, RECIP, INGERSOLL-RAND | Compressors-Air-Reciprocating | HVC | N/A | NIC | NOT_IN_CONTRACT | 3 | 2015-06-09
WRACA002 | H5-1434 | AIR COMPRESSOR, RECIP, PORTABLE, EMGLO | Compressors-Air-Portable | HVC | N/A | NIC | NOT_IN_CONTRACT | 4 | 2012-10-10
WRACA003 | H5-1434 | AIR COMPRESSOR, RECIP, PORTABLE, EMGLO | Compressors-Air-Portable | HVC | N/A | NIC | NOT_IN_CONTRACT | 4 | 2012-10-10
WRE02001 | H5-1630 | SS 1164 45KVA 13.2KV/208V S# 0650012678 | Transformers-Oil-MV | EHV | PM/PT | FOS | OPERATING | 4 | 2023-07-07
WS308001 | K6-1246 | FILTER, WATER, CUNO | Filters-Water | WWS | PMHL | FOS | OPERATING | 4 | 2014-12-23
WS308002 | K6-1246 | FILTER, WATER | Filters-Water | WWS | PMHL | FOS | OPERATING | 4 | 2014-10-16
WS501002 | M6-0896 | ROOF, WATER STOR PLANT 1100 SF BUR-A | Roof-BUR | STR | N/A | XSD | DECOMMISSIONED | 4 | 2015-12-02
WSACAAD001 | M6-0896 | AIR DRYER, REFRIGERATED | Refrigeration-Air Dryer | HVC | N/A | XSD | DECOMMISSIONED | 4 | 2011-04-18
WSACACP001 | M6-0896 | AIR COMPRESSOR, PORTABLE, RECIP, IR | Compressors-Air-Portable | HVC | N/A | XSD | DECOMMISSIONED | 5 | 2011-04-28
WSE90001 | M6-0896 | GROUNDING SYSTEM FACILITY | Grounding | ELV | N/A | XSD | DECOMMISSIONED | 4 | 2011-06-10
WSFH1045 | UK-0031 | HYDRANT, FIRE | Hydrant | WWS | PM | FOS | OPERATING | 4 | 2024-01-17
WSS03001 | UK-0031 | WATER DISTRIBUTION SYSTEM, ZONE 1 | Water Dist System | WWS | PM | FOS | OPERATING | 4 | 2022-08-19
WSS03002 | UK-0031 | WATER DISTRIBUTION SYSTEM, ZONE 2 | Water Dist System | WWS | PM | FOS | OPERATING | 4 | 2022-10-17
WSS03003 | UK-0031 | WATER DISTRIBUTION SYSTEM, ZONE 3 | Water Dist System | WWS | PM | FOS | OPERATING | 4 | 2023-05-27
WSS030033 | UK-0031 | KARS 1 PARK, Water Distribution Valves, Zone 33 | Water Dist System | WWS | PM | FOS | OPERATING | 3 | 2024-03-27
WSS03004 | UK-0031 | WATER DISTRIBUTION SYSTEM, ZONE 4 | Water Dist System | WWS | PM | FOS | OPERATING | 4 | 2022-07-21
WSS03005 | UK-0031 | WATER DISTRIBUTION SYSTEM, ZONE 5 | Water Dist System | WWS | PM | FOS | OPERATING | 4 | 2023-01-28
WSS03006 | UK-0031 | WATER DISTRIBUTION SYSTEM, ZONE 6 | Water Dist System | WWS | PM | FOS | OPERATING | 4 | 2023-01-28
WSS03007 | UK-0031 | WATER DISTRIBUTION SYSTEM, ZONE 7 | Water Dist System | WWS | PM | FOS | OPERATING | 4 | 2023-01-27
WSS03008 | UK-0031 | WATER DISTRIBUTION SYSTEM, ZONE 8 | Water Dist System | WWS | PM | FOS | OPERATING | 4 | 2023-02-25
WSS03009 | UK-0031 | WATER DISTRIBUTION SYSTEM, ZONE 9, >50 VALVES | Water Dist System | WWS | PM | FOS | OPERATING | 3 | 2023-06-15
WSS03010 | UK-0031 | WATER DISTRIBUTION SYSTEM, ZONE10 | Water Dist System | WWS | PM | FOS | OPERATING | 3 | 2023-04-28
WSS03011 | UK-0031 | WATER DISTRIBUTION SYSTEM, ZONE11 | Water Dist System | WWS | PM | FOS | OPERATING | 4 | 2021-06-26
WSS03012 | UK-0031 | WATER DISTRIBUTION SYSTEM, ZONE12 | Water Dist System | WWS | PM | FOS | OPERATING | 3 | 2023-07-25
WSS03013 | UK-0031 | WATER DISTRIBUTION SYSTEM, ZONE13 | Water Dist System | WWS | PM | FOS | OPERATING | 3 | 2023-08-31
WSS03014 | UK-0031 | WATER DISTRIBUTION SYSTEM, ZONE14 | Water Dist System | WWS | PM | FOS | OPERATING | 3 | 2023-09-25
WSS03015 | UK-0031 | WATER DISTRIBUTION SYSTEM, ZONE15 | Water Dist System | WWS | PM | FOS | OPERATING | 3 | 2023-10-31
WSS03016 | UK-0031 | WATER DISTRIBUTION SYSTEM, ZONE16 | Water Dist System | WWS | PM | FOS | OPERATING | 4 | 2023-11-29
WSS03017 | UK-0031 | WATER DISTRIBUTION SYSTEM, ZONE 17 | Water Dist System | WWS | PM | FOS | OPERATING | 3 | 2024-05-05
WSS03018 | UK-0031 | WATER DISTRIBUTION SYSTEM, ZONE 18 | Water Dist System | WWS | PM | FOS | OPERATING | 3 | 2022-09-26
WSS03019 | UK-0031 | WATER DISTRIBUTION SYSTEM, ZONE 19 | Water Dist System | WWS | PM | FOS | OPERATING | 3 | 2024-04-28
WSS03020 | UK-0031 | WATER DISTRIBUTION SYSTEM, ZONE 20 | Water Dist System | WWS | PM | FOS | OPERATING | 4 | 2022-06-22
WSS03021 | UK-0031 | WATER DISTRIBUTION SYSTEM, ZONE 21 | Water Dist System | WWS | PM | FOS | OPERATING | 4 | 2023-01-31
WSS03022 | UK-0031 | WATER DISTRIBUTION SYSTEM, ZONE 22 | Water Dist System | WWS | PM | FOS | OPERATING | 4 | 2024-01-02
WSS03023 | UK-0031 | WATER DISTRIBUTION SYSTEM, ZONE 23 | Water Dist System | WWS | PM | FOS | OPERATING | 3 | 2024-01-03
WSS03024 | UK-0031 | WATER DISTRIBUTION SYSTEM, ZONE 24 | Water Dist System | WWS | PM | FOS | OPERATING | 3 | 2024-04-23
WSS03028 | UK-0031 | WATER DISTRIBUTION SYSTEM, ZONE 28 | Water Dist System | WWS | PM | FOS | OPERATING | 3 | 2024-02-17
WSS03029 | UK-0031 | WATER DISTRIBUTION SYSTEM, ZONE 29 | Water Dist System | WWS | PM | FOS | OPERATING | 4 | 2022-03-28
WSS03030 | UK-0031 | WATER DISTRIBUTION SYSTEM, ZONE 30 | Water Dist System | WWS | PM | FOS | OPERATING | 3 | 2024-03-10
WSS03031 | UK-0031 | WATER DISTRIBUTION SYSTEM, ZONE 31 | Water Dist System | WWS | PM | FOS | OPERATING | 3 | 2024-02-27
WSS12025 | M7-0555 | BFP WATTS 009M2QT 1-1/2" RP, S/N A04262 | BFP | WWS | PM | FOS | OPERATING | 3 | 2023-11-09
WWE03002 | K6-1141 | XFMR POLE 15KVA 120/240V S#0502003263 COOPER | Transformers-Oil-Pole | EHV | RTF | FOS | OPERATING | 4 | 2011-01-11
WWE07001 | K6-1141 | XFMR POLE 10KVA 120/240V S#984302YHMB GE | Transformers-Oil-Pole | EHV | RTF | FOS | OPERATING | 4 | 2011-01-11
WY501002 | J8-1707 | ROOF, WATER CHILL BLDG 500 SF BUR-A | Roof-BUR | STR | N/A | NIC | NOT_IN_CONTRACT | 4 | 2012-07-03
WYA04001 | J8-1707 | Exhaust Fan EF-5, Refrigerant (480V 3 ph disconnect on wall) | Fan-Exhaust-LT100HP | HVC | N/A | NIC | NOT_IN_CONTRACT | 3 | 2012-04-11
WYA06001 | J8-1707 | Pad A Water Chiller #3 (460 V 3 Phase Disc.on wall) Chiller Bldg No. 3 (J8-1707) | Chiller-GT300T | HVC | N/A | NIC | NOT_IN_CONTRACT | 4 | 2013-01-22
WZ501002 | J7-0385 | ROOF, WATER CHILLER BLDG, BUR-A, 450 SF | Roof-BUR | STR | PM | FOS | OPERATING | 3 | 2023-10-04
X1303001 | M7-0776A | SAFETY SHOWER / EYEWASH, HAWS | Shwr-Eyewash | WWS | PM | FOS | OPERATING | 3 | 2024-05-06
X1501002 | M7-0776A | ROOF, POL BLDG, 320 SF, METAL BLDG | Roof-Metal | STR | PM | FOS | OPERATING | 3 | 2022-10-24
X22ELITE | M7-0776B | LIGHTS, EMERGENCY & EXIT, M7-0776B | Emer-Exit Lights Self Testing | ELV | PM/TS | NOS | DECOMMISSIONED | 3 | 2017-10-04
X2501002 | M7-0776B | ROOF, STORAGE BLDG, 4400 SQ FT | Roof-Metal | STR | N/A | XSD | DECOMMISSIONED | 1 | 2022-11-04
X2501002-R1 | M7-0776B | ROOF, STORAGE BLDG, 4400 SQ FT | Roof-Metal | STR | PM | FOS | OPERATING | 4 | 2023-10-25
X2FSYWS001 | M7-0776B | WET PIPE SPRINKLER SYSTEM, 4" w/GN2 | Wet Pipe | PSY | PM | FOS | OPERATING | 4 | 2024-04-29
X32ELITE1 | M7-0508 | LIGHTS, EMERGENCY & EXIT, M7-0508 | Emer-Exit Lights | ELV | PM | FOS | OPERATING | 3 | 2024-05-07
X3501003 | M7-0457 | ROOF, STORAGESHELTER, METAL, 2400 SF | Roof-Metal | STR | PM | FOS | OPERATING | 4 | 2024-01-09
X3501004 | M7-0507 | ROOF, STORAGE SHELTER, METAL, 2400 SF | Roof-Metal | STR | PM | FOS | OPERATING | 4 | 2024-01-09
X3501005 | M7-0508 | ROOF, LETF OFFICE BLDG , METAL, 6050 SQ FT | Roof-Metal | STR | PM | FOS | OPERATING | 3 | 2023-12-14
X3AIAAH001 | M7-0508 | AIR HANDLER, DX | AHU-DX-LT5T | HVC | PM | FOS | OPERATING | 3 | 2024-03-31
X3AIACU001 | M7-0508 | CONDENSING UNIT | AHU-DX-Condenser | HVC | PM | FOS | OPERATING | 3 | 2023-03-13
X3FFACP001 | M7-0508 | FACP, SIMPLEX 4005 | FACP | PSY | PM | FOS | OPERATING | 3 | 2023-09-19
X3FFART001 | M7-0508 | CENTRAL RADIO MONITORING SYSTEM (CRMS) TRANSCEIVER | CRMS | PSY | PM | FOS | OPERATING | 2 | 2023-09-13
X3FH1030 | M7-0508 | HYDRANT, FIRE, MUELLER 5-1/4" 2009 | Hydrant | WWS | PM | FOS | OPERATING | 4 | 2023-11-15
X3FSYWS001 | M7-0508 | WET PIPE SPRINKLER SYSTEM w/GN2 | Wet Pipe | PSY | PM | FOS | OPERATING | 3 | 2023-12-06
X3S12001 | M7-0508 | BFP ZURN 375 2-1/2" RPZ S/N L30286 | BFP | WWS | PM | FOS | OPERATING | 4 | 2023-06-09
X3S12002 | M7-0508 | BFP WATTS 774 8" DC S/N 1108720408 | BFP-Fire | WWS | PM | FOS | OPERATING | 3 | 2024-03-12
X4501002 | M6-0539 | ROOF, STORAGE BLDG, METAL, 5236 SF | Roof-Metal | STR | PM | FOS | OPERATING | 3 | 2022-11-07
X4E90001 | M6-0539 | GROUNDING SYSTEM FACILITY STORAGE BLDG | Grounding | ELV | PM | FOS | OPERATING | 3 | 2021-12-30
X4FH1010 | UK-0031 | Hydrant, FIRE, AMERICAN DARLING, 2013 | Hydrant | WWS | PM | FOS | OPERATING | 4 | 2023-06-30
X4FH1140 | M6-0539 | HYDRANT, FIRE | Hydrant | WWS | PM | FOS | OPERATING | 3 | 2024-04-09
X4FH1220 | M6-0539 | HYDRANT, FIRE | Hydrant | WWS | N/A | XSD | DECOMMISSIONED | 2 | 2023-09-06
X4FH1220-R1 | M6-0539 | HYDRANT, FIRE | Hydrant | WWS | PM | FOS | OPERATING | 5 | 2024-04-09
XD501002A | K7-1153A | ROOF, STORAGE BLDG, BUR, 624 SF | Roof-BUR | STR | PM | FOS | OPERATING | 2 | 2022-10-17
XDAIAUA001 | K7-1153A | WALL UNIT, BARD | AHU-DX-Wall | HVC | N/A | XSD | DECOMMISSIONED | 3 | 2011-05-04
XDFFART001 | K7-1140 | CENTRAL RADIO MONITORING SYSTEM (CRMS) TRANSCEIVER | CRMS | PSY | PM | FOS | OPERATING | 3 | 2023-09-13
XDFFART002 | K7-1142 | CENTRAL RADIO MONITORING SYSTEM (CRMS) TRANSCEIVER | CRMS | PSY | PM | FOS | OPERATING | 3 | 2023-09-14
XDFFART003 | K7-1144 | CENTRAL RADIO MONITORING SYSTEM (CRMS) TRANSCEIVER | CRMS | PSY | N/A | XSD | DECOMMISSIONED | 3 | 2023-09-14
XDFFART004 | K7-1146 | CENTRAL RADIO MONITORING SYSTEM (CRMS) TRANSCEIVER | CRMS | PSY | PM | FOS | OPERATING | 3 | 2023-10-24
XDFFART005 | K7-1148 | CENTRAL RADIO MONITORING SYSTEM (CRMS) TRANSCEIVER | CRMS | PSY | PM | FOS | OPERATING | 3 | 2023-09-14
XDFFART006 | K7-1145 | CENTRAL RADIO MONITORING SYSTEM (CRMS) TRANSCEIVER | CRMS | PSY | PM | FOS | OPERATING | 3 | 2023-08-08
XDFSYWS001 | K7-1153A | WET PIPE FIRE SPRINKLER SYSTEM | Wet Pipe | PSY | PM | FOS | OPERATING | 3 | 2024-04-05
XDS12001 | UK-0031 | BFP, WILKINS-ZURN, 6" DC S/N J18834 - PRESS SITE | BFP-Fire | WWS | PM | FOS | OPERATING | 4 | 2024-03-04
XE501002 | K7-1205F | ROOF, PRESS SITE NEWS FACILITY, 7260 SF | Roof-Metal | STR | PM | FOS | OPERATING | 2 | 2022-10-21
XEA01001 | K7-1205F | AIR HANDLING UNIT #1, DX WTHRKING M/N HP2 | AHU-DX-5T_30T | HVC | PM | FOS | OPERATING | 2 | 2024-03-22
XEA01003 | K7-1205F | CONDENSING UNIT CU-2 | AHU-DX-Condenser | HVC | PM/TS | NOS | DECOMMISSIONED | 2 | 2023-04-10
XEA02001 | K7-1205F | AHU #2 WEATHERKING M/N HP2 | AHU-DX-5T_30T | HVC | PM/TS | NOS | DECOMMISSIONED | 1 | 2024-03-22
XEA02003 | K7-1205F | CONDENSING UNIT CU-1 | AHU-DX-Condenser | HVC | N/A | XSD | DECOMMISSIONED | 3 | 2018-03-26
XEA02003-R1 | K7-1205F | CONDENSING UNIT CU-1 | AHU-DX-Condenser | HVC | PM | FOS | OPERATING | 3 | 2024-04-04
XEA03004 | K7-1205F | PACKAGE UNIT WTHRKING S/N 930900101001 | AHU-DX-Package-5T_30T | HVC | N/A | XSD | DECOMMISSIONED | 2 | 2017-03-16
XEA04001 | K7-1205F | AIR HANDLER, TRANE | AHU-DX-5T_30T | HVC | PM | FOS | OPERATING | 2 | 2024-03-22
XEA04002 | K7-1205F | CONDENSING UNIT | AHU-DX-Condenser | HVC | PM | FOS | OPERATING | 2 | 2024-03-25
XEAIAAX003 | K7-1205F | PACKAGE UNIT AHU-1 | AHU-DX-Package-5T_30T | HVC | PM | FOS | OPERATING | 2 | 2024-03-22
XEF41001 | K7-1205F | FA SIMPLEX 4002 | FACP | PSY | PM | FOS | OPERATING | 3 | 2023-05-29
XFFFART001 | K7-1205F | CENTRAL RADIO MONITORING SYSTEM (CRMS) TRANSCEIVER | CRMS | PSY | PM | FOS | OPERATING | 3 | 2023-08-11
XN501002 | P6-1738 | ROOF, ARTS/CRAFTS BLDG, 3052 SF | Roof-Shingle | STR | PM | FOS | OPERATING | 3 | 2022-09-21
XN501006A | P6-1435 | ROOF, INDOOR RANGE & CLUBHOUSE, METAL, 1071 SF | Roof-Metal | STR | PM | FOS | OPERATING | 4 | 2022-08-24
XN908001 | P6-1738 | CONDENSING UNIT, GOODMAN S/N 0509218837 | AHU-DX-Condenser | HVC | N/A | XSD | DECOMMISSIONED | 4 | 2018-04-17
XN908002 | P6-1738 | AHU DX YORK S/N EHBS 050291 | AHU-DX-LT5T | HVC | N/A | XSD | DECOMMISSIONED | 4 | 2018-02-02
XNAIAAX001 | P6-1435 | Air Handling Unit, DX | AHU-DX | HVC | PM | FOS | OPERATING | 3 | 2023-12-22
XNAIACU001 | P6-1435 | Condensing Unit, DX | AHU-DX-Condenser | HVC | PM | FOS | OPERATING | 4 | 2023-08-18
XP901001 | P6-1738 | FREEZER COPELAND KARS PARK | Refrigeration-Freezer | HVC | PM | FOS | OPERATING | 4 | 2024-03-28
XP903001 | P6-1738 | REFRIGERATOR COPELAND KARS PARK | Refrigeration-Refrigerator | HVC | PM | FOS | OPERATING | 4 | 2024-01-09
XP904001 | P6-1738 | REFRIGERATOR COPELAND KARS PARK | Refrigeration-Refrigerator | HVC | PM | FOS | OPERATING | 2 | 2021-02-08
XP909001 | P6-1789 | WALKIN COOLER PAS S/N 514-1205-54 | Refrigeration-Refrigerator | HVC | N/A | XSD | DECOMMISSIONED | 4 | 2017-11-28
XSE01001-R1 | M6-0088 | SS 178 225KVA 13.2KV-208/120V FR3 TYPE PDMT COOPER | Transformers-Oil-MV | EHV | PT | FOS | OPERATING | 4 | 2022-06-03
XSE01002 | M6-0088 | SS-178, Substation Secondary,Â AT&T | Substation-LV-Molded Case | ELV | PM | FOS | OPERATING | 4 | 2015-11-18
XUFH1180 | UK-0031 | HYDRANT, FIRE, MUELLER 4-1/2" 1972 | Hydrant | WWS | N/A | XSD | DECOMMISSIONED | 4 | 2015-04-03
XUFH1180-R1 | UK-0031 | Hydrant, FIRE, AMERICAN DARLING, 2013 | Hydrant | WWS | PM | FOS | OPERATING | 4 | 2023-11-15
XZG01001 | K6-1847 | Generator Diesel, 250KW, 480VAC | Generator-Portable-Diesel | SPE | PM/RI | FOS | OPERATING | 3 | 2024-04-19
XZG01002 | M6-0342D | Generator #2 Diesel, 350KW, 480VAC, with 250 Gallon Tank | Generator-Stationary-Level 2 | ELV | N/A | XSD | DECOMMISSIONED | 3 | 2016-05-06
Y1201001 | M7-0809 | LIGHTNING PROTECTION SYSTEM | Lightning Prot | ELV | PM | FOS | OPERATING | 4 | 2020-05-28
Y12ELITE | M7-0809 | LIGHTS, EMERGENCY & EXIT, M7-0809 | Emer-Exit Lights Self Testing | ELV | PM | FOS | OPERATING | 4 | 2017-06-27
Y1E90001 | M7-0809 | GROUNDING SYSTEM FACILITY | Grounding | ELV | PM | FOS | OPERATING | 4 | 2023-01-11
Y1F41001 | M7-0809 | FA SIMPLEX 4001 | FACP | PSY | PM | FOS | OPERATING | 3 | 2024-04-20
Y4201001 | K6-1696 | LIGHTNING PROTECTION SYSTEM FACILITY | Lightning Prot | ELV | PM | FOS | OPERATING | 4 | 2011-04-30
Y4201002 | K6-1696A | LIGHTNING PROTECTION SYSTEM | Lightning Prot | ELV | PMHL | FOS | OPERATING | 4 | 2011-04-30
Y4201004 | K6-1747 | LIGHTNING PROTECTION SYSTEM | Lightning Prot | ELV | PM | FOS | OPERATING | 4 | 2023-10-27
Y4201005 | K6-1748 | LIGHTNING PROTECTION SYSTEM | Lightning Prot | ELV | PM | FOS | OPERATING | 3 | 2021-11-09
Y4201006 | K6-1748A | LIGHTNING PROTECTION SYSTEM | Lightning Prot | ELV | PMHL | FOS | OPERATING | 4 | 2011-04-30
Y42ELITE | K6-1696 | LIGHTS, EMERGENCY & EXIT, K6-1696 | Emer-Exit Lights Self Testing | ELV | PM | FOS | OPERATING | 4 | 2024-04-01
Y42ELITE2 | K6-1747 | LIGHTS, EMERGENCY & EXIT, K6-1747 | Emer-Exit Lights Self Testing | ELV | PM | FOS | OPERATING | 3 | 2017-07-07
Y42ELITE3 | K6-1748 | LIGHTS, EMERGENCY & EXIT, K6-1748 | Emer-Exit Lights Self Testing | ELV | PM | FOS | OPERATING | 3 | 2017-08-15
Y4303001 | K6-1696 | SHOWER SAFETY HAWS | Shwr-Eyewash | WWS | PM | FOS | OPERATING | 3 | 2024-04-11
Y4303002 | K6-1696 | SHOWER SAFETY HAWS | Shwr-Eyewash | WWS | PM | FOS | OPERATING | 3 | 2024-04-16
Y4303003 | K6-1696 | SHOWER SAFETY HAWS | Shwr-Eyewash | WWS | PM | FOS | OPERATING | 3 | 2024-04-16
Y4303005 | K6-1696 | SHOWER SAFETY HAWS | Shwr-Eyewash | WWS | PM | FOS | OPERATING | 3 | 2024-04-16
Y4303006 | K6-1696 | SHOWER SAFETY HAWS | Shwr-Eyewash | WWS | PM | FOS | OPERATING | 3 | 2024-04-11
Y4303007 | K6-1696 | SHOWER SAFETY HAWS | Shwr-Eyewash | WWS | PM | FOS | OPERATING | 4 | 2024-04-18
Y4303008 | K6-1696 | SHOWER SAFETY HAWS | Shwr-Eyewash | WWS | N/A | XSD | DECOMMISSIONED | 3 | 2023-04-07
Y4303008-R1 | K6-1696 | SHOWER SAFETY HAWS | Shwr-Eyewash | WWS | PM | FOS | OPERATING | 3 | 2023-08-17
Y4303009 | K6-1696 | SHOWER SAFETY WESTERN | Shwr-Eyewash | WWS | PM | FOS | OPERATING | 4 | 2024-02-23
Y4303010 | K6-1696 | SHOWER SAFETY HAWS | Shwr-Eyewash | WWS | PM | FOS | OPERATING | 3 | 2024-03-13
Y4303011 | K6-1696 | SHOWER SAFETY WESTERN | Shwr-Eyewash | WWS | PM | FOS | OPERATING | 3 | 2024-03-12
Y4303012 | K6-1696 | SHOWER SAFETY WESTERN | Shwr-Eyewash | WWS | PM | FOS | OPERATING | 3 | 2024-03-13
Y4303013 | K6-1696 | SHOWER SAFETY HAWS | Shwr-Eyewash | WWS | N/A | XSD | DECOMMISSIONED | 4 | 2023-04-10
Y4303014 | K6-1696 | SHOWER SAFETY HAWS | Shwr-Eyewash | WWS | PM | FOS | OPERATING | 3 | 2024-04-11
Y4303015 | K6-1696 | SHOWER SAFETY HAWS | Shwr-Eyewash | WWS | PM | FOS | OPERATING | 4 | 2023-04-10
Y4303017 | K6-1696 | SHOWER SAFETY WESTERN | Shwr-Eyewash | WWS | PM | FOS | OPERATING | 3 | 2023-06-02
Y4303018 | K6-1696 | SHOWER SAFETY HAWS | Shwr-Eyewash | WWS | PM | FOS | OPERATING | 3 | 2023-05-19
Y4303019 | K6-1696 | SHOWER SAFETY HAWS | Shwr-Eyewash | WWS | PM | FOS | OPERATING | 2 | 2024-02-23
Y4303020 | K6-1696 | SHOWER SAFETY HAWS | Shwr-Eyewash | WWS | PM | FOS | OPERATING | 3 | 2023-06-02
Y4304001 | K6-1696 | EYEWASH, SPEAKMAN | Shwr-Eyewash | WWS | PM | FOS | OPERATING | 3 | 2024-05-07
Y4308001 | K6-1696 | FILTER, WATER ON FOUNTAIN, CUNO | Filters-Water | WWS | RTF | FOS | OPERATING | 3 | 2022-02-22
Y4308002 | K6-1747 | FILTER, WATER ON FOUNTAIN, CUNO | Filters-Water | WWS | PM | FOS | OPERATING | 3 | 2024-02-13
Y4501002 | K6-1696 | ROOF, CrOMPONENT REFURB & CHEM ANALYSIS FAC 5100 SF | Roof-BUR | STR | PM | FOS | OPERATING | 3 | 2023-09-11
Y4501002A | K6-1696 | ROOF, COMPONENT REFURB & CHEM ANALYSIS FAC 10300 SF | Roof-BUR | STR | PM | FOS | OPERATING | 3 | 2023-09-12
Y4501002B | K6-1696 | ROOF, COMPONENT REFURB & CHEM ANALYSIS FAC 6650 SF | Roof-BUR | STR | PM | FOS | OPERATING | 3 | 2023-09-12
Y4501002C | K6-1696 | ROOF, COMPONENT REFURB & CHEM ANALYSIS FAC 5190 SF | Roof-BUR | STR | PM | FOS | OPERATING | 3 | 2023-09-11
Y4501002D | K6-1696 | ROOF, COMPONENT REFURB & CHEM ANALYSIS FAC 19490 SF | Roof-BUR | STR | PM | FOS | OPERATING | 3 | 2023-09-12
Y4501002E | K6-1696 | Roof BUR, 750 SF, Lo-Bay NE | Roof-BUR | STR | PM | FOS | OPERATING | 3 | 2023-09-13
Y4501002F | K6-1696 | ROOF, COMPONENT REFURB & CHEM ANALYSIS FAC 2500 SF | Roof-Metal | STR | PM | FOS | OPERATING | 3 | 2023-09-13
Y4501002G | K6-1696A | ROOF, WASTEWATER TREATMNET PLANT 3300SF | Roof-Metal | STR | PM | FOS | OPERATING | 3 | 2023-09-12
Y4501002H | K6-1747 | ROOF, HYPERGOL DECONTAMINATION BLDG, SINGLE PLY, 2856 SF | Roof-Single Ply | STR | PM | FOS | OPERATING | 3 | 2023-05-19
Y4501002I | K6-1696 | Roof BUR, 1500 SF, Lo-Bay East | Roof-BUR | STR | PM | FOS | OPERATING | 3 | 2023-09-11
Y4501002J | K6-1696 | Roof BUR, 6000 SF, Lo-Bay SE | Roof-BUR | STR | PM | FOS | OPERATING | 3 | 2023-09-13
Y4501004A | K6-1748A | ROOF, HAZ. WASTE STRG BLDG, METAL, 750 SF | Roof-Metal | STR | PM | FOS | OPERATING | 2 | 2022-06-13
Y4600000 | K6-1696 | HOIST, CHAIN MANUAL, 1/2 TON | Hoist | MEC | PM | FOS | OPERATING | 4 | 2024-04-05
Y4600001 | K6-1696 | CRANE, BRIDGE, 2 TON, E. Rough Clean | Crane | MEC | PM | FOS | OPERATING | 4 | 2024-05-08
Y4600002 | K6-1696 | CRANE, BRIDGE, 2 TON, W. Rough Clean | Crane | MEC | PM | FOS | OPERATING | 4 | 2024-05-09
Y4600003 | K6-1696 | Crane, 2-Metric Ton | Crane | MEC | PM | FOS | OPERATING | 4 | 2024-05-08
Y4600004 | K6-1747 | Hoist, 1/2-Metric Ton, East | Hoist | MEC | PM | FOS | OPERATING | 4 | 2024-05-13
Y4600005 | K6-1747 | Hoist, 1/2-Metric Ton, West | Hoist | MEC | PM | FOS | OPERATING | 4 | 2024-05-13
Y4600006 | K6-1696F | Hoist, 1/4-Ton, Hose Tower No. 1 | Hoist | MEC | PM | FOS | OPERATING | 3 | 2024-04-26
Y4600007 | K6-1696F | Hoist, 1/4-Ton, Hose Tower No. 2 | Hoist | MEC | PM | FOS | OPERATING | 3 | 2024-04-26
Y4600008 | K6-1696F | Hoist, 1/4-Ton, Hose Tower No. 3 | Hoist | MEC | PM | FOS | OPERATING | 4 | 2024-01-09
Y4600009 | K6-1696E | 1 Ton Hose Tower Hoist (Red) | Hoist | MEC | PM/TS | NOS | DECOMMISSIONED | 4 | 2021-05-12
Y4600010 | K6-1696E | 1 Ton Hose Tower Hoist (Yellow) | Hoist | MEC | PM/TS | NOS | DECOMMISSIONED | 4 | 2021-05-18
Y4600011 | K6-1696E | 1 Ton Hose Tower Hoist (Gray) | Hoist | MEC | PM/TS | NOS | DECOMMISSIONED | 4 | 2021-05-18
Y4A01000 | K6-1696 | Makeup Air Unit, MAU-1 (480 VAC, Room 2601, Panel MCC-2, Ckt 3F) | AHU-CHW-5T_30T | HVC | PM | FOS | OPERATING | 2 | 2022-05-25
Y4A01001 | K6-1696 | Makeup Air Unit, MAU-2 (480 VAC, Room 2601, Panel MCC-2, Ckt 4A) | AHU-CHW-5T_30T | HVC | PM | FOS | OPERATING | 2 | 2018-01-25
Y4A01002 | K6-1696 | Air Handling Unit, AHU-1 (480 VAC, Room 2601, Panel MCC-2, Ckt 4D) | AHU-CHW-5T_30T | HVC | PM | FOS | OPERATING | 1 | 2023-12-21
Y4A01003 | K6-1696 | Air Handling Unit, AHU-2 (480 VAC, Room 2601, Panel MCC-2, Ckt 3E) | AHU-CHW-5T_30T | HVC | PM | FOS | OPERATING | 2 | 2023-02-21
Y4A01004 | K6-1696 | Air Handling Unit, AHU-3 (480 VAC, Room 1601, Panel MCC-1, Ckt 5C) | AHU-CHW-5T_30T | HVC | PM | FOS | OPERATING | 2 | 2022-05-25
Y4A01005 | K6-1696 | Air Handling Unit, AHU-4 (480 VAC, Room 1601, Panel MCC-1, Ckt 5D) | AHU-CHW-5T_30T | HVC | PM | FOS | OPERATING | 2 | 2022-05-25
Y4A01006 | K6-1696 | Air Handling Unit, AHU-5 (480 VAC, Room 1601, Panel MCC-1, Ckt 5E) | AHU-CHW-5T_30T | HVC | PM | FOS | OPERATING | 2 | 2022-05-25
Y4A01007 | K6-1696 | Fan Pack, FP-1 (480 VAC, Room 2319C, Local Service Disconnect) | Fan-Supply-LT100HP | HVC | PM | FOS | OPERATING | 4 | 2024-03-01
Y4A01008 | K6-1696 | Fan Pack, FP-2 (480 VAC, Room 2319C, Local Service Disconnect) | Fan-Supply-LT100HP | HVC | PM | FOS | OPERATING | 4 | 2024-03-05
Y4A01009 | K6-1696 | Fan Pack, FP-3 (480 VAC, Room 2319, Local Service Disconnect) | Fan-Supply-LT100HP | HVC | PM | FOS | OPERATING | 4 | 2024-03-04
Y4A01010 | K6-1696 | Fan Pack, FP-4 (480 VAC, Room 2319, Local Service Disconnect) | Fan-Supply-LT100HP | HVC | PM | FOS | OPERATING | 4 | 2024-03-01
Y4A01011 | K6-1696 | Fan Pack, FP-5 (480 VAC, Room 2319, Local Service Disconnect) | Fan-Supply-LT100HP | HVC | PM | FOS | OPERATING | 4 | 2024-03-07
Y4A01012 | K6-1696 | Fan Pack, FP-6 (480 VAC, Room 2319, Local Service Disconnect) | Fan-Supply-LT100HP | HVC | PM | FOS | OPERATING | 4 | 2024-03-04
Y4A01013 | K6-1696 | Fan Pack, FP-7 (480 VAC, Room 2319, Local Service Disconnect) | Fan-Supply-LT100HP | HVC | PM | FOS | OPERATING | 4 | 2024-03-01
Y4A01014 | K6-1696 | Fan Pack, FP-8 (480 VAC, Room 2319, Local Service Disconnect) | Fan-Supply-LT100HP | HVC | PM | FOS | OPERATING | 4 | 2024-03-01
Y4A01015 | K6-1696 | Fan Pack, FP-9 (480 VAC, Room 2319, Local Service Disconnect) | Fan-Supply-LT100HP | HVC | PM | FOS | OPERATING | 4 | 2024-03-05
Y4A01016 | K6-1696 | Fan Pack, FP-10 (480 VAC, Room 2319, Local Service Disconnect) | Fan-Supply-LT100HP | HVC | PM | FOS | OPERATING | 4 | 2024-03-04
Y4A01017 | K6-1696 | Fan Pack, FP-11 (480 VAC, Room 2319, Local Service Disconnect) | Fan-Supply-LT100HP | HVC | PM | FOS | OPERATING | 4 | 2024-03-05
Y4A01018 | K6-1696 | Fan Pack, FP-12 (480 VAC, Room 2319, Local Service Disconnect) | Fan-Supply-LT100HP | HVC | PM | FOS | OPERATING | 4 | 2024-03-01
Y4A01019 | K6-1696 | Chilled Water Pump, TCHWP-17 (480 VAC, Room 1601, Pump Controller, Pump No. 1) | Pump-Pad Mount-(CHW/CW)-GT10HP | HVC | PM | FOS | OPERATING | 2 | 2024-01-16
Y4A01020 | K6-1696 | Chilled Water Pump, TCHWP-18 (480 VAC, Room 1601, Pump Controller, Pump No. 2) | Pump-Pad Mount-(CHW/CW)-GT10HP | HVC | PM | FOS | OPERATING | 3 | 2024-03-11
Y4A01021 | K6-1696 | Hot Water Pump, HWP-1 (480 VAC, Room 1601A, Local Service Disconnect) | Pump-Pad Mount-(HTHW/HW)-GT10HP | HVC | PM | FOS | OPERATING | 4 | 2024-01-25
Y4A01022 | K6-1696 | Hot Water Pump, HWP-2 (480 VAC, Room 1601A, Local Service Disconnect) | Pump-Pad Mount-(HTHW/HW)-GT10HP | HVC | PM | FOS | OPERATING | 4 | 2024-01-31
Y4A01023 | K6-1696 | Hot Water Boiler, B-1, 60 HP (480 VAC, Room 1601A, Local Service Disconnect) | Boilers-HW | HVC | PM | FOS | OPERATING | 4 | 2024-03-11
Y4A01024 | K6-1696 | Air Compressor, 480 VAC, Panel MCC-2, Ckts 3A & 4B | Compressors-Air-Reciprocating | HVC | N/A | XSD | DECOMMISSIONED | 1 | 2023-04-11
Y4A01036 | K6-1696 | HW Expansion Tank No. 1 | Tanks-Expansion-HW | HVC | N/A | XSD | DECOMMISSIONED | 2 | 2021-11-15
Y4A01036-R1 | K6-1696 | HW Expansion Tank No. 1 | Tanks-Expansion-HW | HVC | PM | FOS | OPERATING | 4 | 2024-02-09
Y4A01041 | K6-1696 | Exhaust Fan, EF-2, 2 HP (480 VAC, Roof Top, Local Service Disconnect) | Fan-Exhaust-LT100HP-LS | HVC | PM | FOS | OPERATING | 3 | 2024-02-29
Y4A01042 | K6-1696 | Exhaust Fan, EF-3, 30 HP (480 VAC, Roof Top, Local Service Disconnect) | Fan-Exhaust-LT100HP-LS | HVC | N/A | XSD | DECOMMISSIONED | 2 | 2017-11-13
Y4A01047 | K6-1696 | Exhaust Fan, EF-9 (480 VAC, Roof Top, Local Service Disconnect) | Fan-Exhaust-LT100HP-LS | HVC | N/A | XSD | DECOMMISSIONED | 3 | 2017-06-09
Y4A01048 | K6-1696 | Vacuum Producer, VP-1 (480 VAC, Room 1606, Local Service Disconnect) | Vacuum Producer | HVC | PM | FOS | OPERATING | 4 | 2024-01-05
Y4A02001 | K6-1747 | Condensing Unit, CU-1 (208/230 VAC, Local Service Disconnect) | Condensing Unit | HVC | N/A | XSD | DECOMMISSIONED | 3 | 2023-07-09
Y4A02002 | K6-1747 | Condensing Unit, CU-2 (208/230 VAC, Local Service Disconnect) | Condensing Unit | HVC | N/A | XSD | DECOMMISSIONED | 3 | 2023-07-07
Y4A03002 | K6-1696 | HW Expansion Tank No. 2 | Tanks-Expansion-HW | HVC | PM | FOS | OPERATING | 4 | 2024-02-12
Y4A04010 | K6-1696 | Exhaust Fan, EF-10 (480 VAC, Room 1268, Local Service Disconnect) | Fan-Exhaust-LT100HP-LS | HVC | N/A | XSD | DECOMMISSIONED | 2 | 2017-10-05
Y4A04011 | K6-1696 | Exhaust Fan, EF-11 (480 VAC, Room 1268, Local Service Disconnect) | Fan-Exhaust-LT100HP-LS | HVC | N/A | XSD | DECOMMISSIONED | 2 | 2017-10-05
Y4A04012 | K6-1696 | Exhaust Fan, EF-12 (480 VAC, Room 1268, Local Service Disconnect) | Fan-Exhaust-LT100HP-LS | HVC | PM | FOS | OPERATING | 1 | 2023-03-02
Y4A04013 | K6-1696 | Exhaust Fan, EF-13 (480 VAC, Room 1268, Local Service Disconnect) | Fan-Exhaust-LT100HP-LS | HVC | PM | FOS | OPERATING | 1 | 2023-03-02
Y4A04015 | K6-1696 | Exhaust Fan, EF-15 (120 VAC, Lab Roof, Local Service Disconnect) | Fan-Exhaust-LT100HP-LS | HVC | PM | FOS | OPERATING | 2 | 2024-01-16
Y4A04029 | K6-1747 | Exhaust Fan, EF-29 (120 VAC, Local Service Disconnect) | Fan-Exhaust-LT100HP-LS | HVC | PM | FOS | OPERATING | 2 | 2024-02-23
Y4A04030 | K6-1747 | Exhaust Fan, EF-30 (120 VAC, Local Service Disconnect) | Fan-Exhaust-LT100HP-LS | HVC | PM | FOS | OPERATING | 2 | 2024-02-01
Y4A04031 | K6-1747 | Exhaust Fan, EF-31 (120 VAC, Local Service Disconnect) | Fan-Exhaust-LT100HP-LS | HVC | PM | FOS | OPERATING | 2 | 2024-02-23
Y4A04032 | K6-1747 | Exhaust Fan, EF-32 (120 VAC, Local Service Disconnect) | Fan-Exhaust-LT100HP-LS | HVC | PM | FOS | OPERATING | 2 | 2024-02-23
Y4A04033 | K6-1747 | Exhaust Fan, EF-33 (120 VAC, Local Service Disconnect) | Fan-Exhaust-LT100HP-LS | HVC | PM | FOS | OPERATING | 2 | 2024-02-01
Y4A04034 | K6-1747 | Exhaust Fan, EF-34 (120 VAC, Local Service Disconnect) | Fan-Exhaust-LT100HP-LS | HVC | PM | FOS | OPERATING | 2 | 2024-02-23
Y4A04035 | K6-1696 | Exhaust Fan, EF-35 | Fan-Exhaust-LT100HP-LS | HVC | N/A | XSD | DECOMMISSIONED | 1 | 2022-03-21
Y4A0429A | K6-1696 | Exhaust Fan, EF-29A, 2 HP (480 VAC, Panel PP8A, Ckt 43) | Fan-Exhaust-LT100HP-LS | HVC | PM | FOS | OPERATING | 2 | 2024-02-28
Y4A07001 | K6-1747 | Air Handling Unit, AHU-1 (208/230 VAC, Panel RPP4, Ckt 2) | AHU-DX-5T_30T | HVC | PM | FOS | OPERATING | 4 | 2024-03-13
Y4A07002 | K6-1747 | Air Handling Unit, AHU-2 (208/230 VAC, Panel RPP4, Ckt 6) | AHU-DX-5T_30T | HVC | PM | FOS | OPERATING | 4 | 2024-03-13
Y4A07006 | K6-1696 | Air Handling Unit, AHU-6 (480 VAC, Room 1265, Local Service Disconnect) | AHU-CHW-5T_30T | HVC | PM | FOS | OPERATING | 2 | 2019-08-09
Y4A07007 | K6-1696 | Air Handling Unit, AHU-7 (480 VAC, Room 1265, Local Service Disconnect) | AHU-CHW-5T_30T | HVC | PM | FOS | OPERATING | 2 | 2019-08-09
Y4A07008 | K6-1696 | Air Handling Unit, AHU-8 (480 VAC, Room 1225, Local Service Disconnect) | AHU-CHW-5T_30T | HVC | PM | FOS | OPERATING | 2 | 2019-08-09
Y4A07009 | K6-1696 | Air Handling Unit, AHU-9 (480 VAC, Room 1225, Local Service Disconnect) | AHU-CHW-5T_30T | HVC | PM | FOS | OPERATING | 2 | 2019-08-12
Y4A07010 | K6-1696 | Air Handling Unit, AHU-10 (480 VAC, Room 1515, Local Service Disconnect) | AHU-CHW-5T_30T | HVC | PM | FOS | OPERATING | 2 | 2019-08-09
Y4A07011 | K6-1696 | Air Handling Unit, AHU-11 (480 VAC, Local Service Disconnect) | AHU-CHW-5T_30T | HVC | PM | FOS | OPERATING | 3 | 2024-03-07
Y4A08003 | K6-1696 | Hot Water Pump, HWP-3 (480 VAC, Room 1265, Local Service Disconnect) | Pump-Pad Mount-(HTHW/HW)-GT10HP | HVC | PM | FOS | OPERATING | 4 | 2024-01-18
Y4A08004 | K6-1696 | Hot Water Pump, HWP-4 (480 VAC, Room 1265, Local Service Disconnect) | Pump-Pad Mount-(HTHW/HW)-GT10HP | HVC | PM | FOS | OPERATING | 4 | 2024-01-24
Y4ACACP001 | K6-1696 | Oil-Free Air Compressor #1 | Compressors-Air-Reciprocating | HVC | PM | FOS | OPERATING | 4 | 2024-05-08
Y4ACACP002 | K6-1696 | Oil-Free Air Compressor #2 | Compressors-Air-Reciprocating | HVC | PM | FOS | OPERATING | 4 | 2024-05-09
Y4ACAPV001 | K6-1696 | Pump Vacuum Welch | Vacuum Pump | HVC | PM/TS | NOS | DECOMMISSIONED | 1 | 2016-12-09
Y4ACAPV002 | K6-1696 | Pump Vacuum TriVac | Vacuum Pump | HVC | PM/TS | NSP | DECOMMISSIONED | 3 | 2023-03-04
Y4ACAPV003 | K6-1696 | Pump Vacuum Leybold | Vacuum Pump | HVC | PM | FOS | OPERATING | 3 | 2024-03-20
Y4ACAPV004 | K6-1696 | Pump Vacuum TriVac | Vacuum Pump | HVC | PM | FOS | OPERATING | 3 | 2024-03-20
Y4ACAPV005 | K6-1696 | Pump Vacuum HyVac | Vacuum Pump | HVC | PM | FOS | OPERATING | 3 | 2024-03-20
Y4ACAPV010 | K6-1696 | Pump Vacuum Welch | Vacuum Pump | HVC | N/A | XSD | DECOMMISSIONED | 1 | 2019-07-10
Y4ACAPV0A6 | K6-1696 | Pump Vacuum Welch, Portable | Vacuum Pump | HVC | N/A | NIC | NOT_IN_CONTRACT | 4 | 2021-02-22
Y4ACAPV0A9 | K6-1696 | Pump Vacuum TriVac, Portable | Vacuum Pump | HVC | PM | FOS | OPERATING | 3 | 2024-03-20
Y4ACAPVA10 | K6-1696 | Pump Vacuum Welch, VP-10 | Vacuum Pump | HVC | PM | FOS | OPERATING | 3 | 2024-03-20
Y4ACWCH001 | K6-1696 | CHILLER CH-1, THERMAL CARE, 2 TON | Chiller | HVC | N/A | XSD | DECOMMISSIONED | 2 | 2017-03-16
Y4ACWCH002 | K6-1696 | CHILLER CH-1, TAEevo TECH 031, 3 TON | Chiller-Package | HVC | PM | FOS | OPERATING | 3 | 2024-04-11
Y4AHWBH002 | K6-1696 | Hot Water Boiler, B-2 | Boilers-HW | HVC | PM | FOS | OPERATING | 4 | 2023-11-08
Y4AIAAX003 | K6-1696 | Air Handling Unit, DX | AHU-DX-LT5T | HVC | PM | FOS | OPERATING | 4 | 2024-02-05
Y4AIAAXFB2 | K6-1696 | Air Handling Unit, AHU-FB2 (480 VAC, Room 1500, Panel P10, Ckt 10) (FALL PROTECTION REQUIRED) | AHU-DX-Package-LT5T | HVC | PM | FOS | OPERATING | 3 | 2024-03-01
Y4AIAAXFB3 | K6-1696 | Air Handling Unit, AHU-FB3 (230 VAC, Room 1500, Panel P11, Ckt 25) (FALL PROTECTION REQUIRED) | AHU-DX-Package-LT5T | HVC | PM | FOS | OPERATING | 3 | 2024-02-29
Y4AIACU001 | K6-1747 | Condensing Unit, CU-1 (208/230 VAC, Local Service Disconnect) | Condensing Unit | HVC | PM | FOS | OPERATING | 4 | 2024-03-13
Y4AIACU002 | K6-1747 | Condensing Unit, CU-2 (208/230 VAC, Local Service Disconnect) | Condensing Unit | HVC | PM | FOS | OPERATING | 5 | 2024-03-10
Y4AIACU003 | K6-1696 | CONDENSING UNIT | AHU-DX-Condenser | HVC | PM | FOS | OPERATING | 4 | 2024-02-05
Y4AIAHF003 | K6-1696 | H3, Humidifier AHU-6 (480 VAC, Local Service Disconnect) | Humidifier | HVC | PM | FOS | OPERATING | 3 | 2023-10-30
Y4AIAHF004 | K6-1696 | H4, Humidifier AHU-6 (480 VAC, Local Service Disconnect) | Humidifier | HVC | PM | FOS | OPERATING | 3 | 2023-10-29
Y4AIAHF005 | K6-1696 | H5, Humidifier AHU-7 (480 VAC, Local Service Disconnect) | Humidifier | HVC | PM | FOS | OPERATING | 3 | 2023-11-03
Y4AIAHF006 | K6-1696 | H6, Humidifier AHU-8 (480 VAC, Local Service Disconnect) | Humidifier | HVC | PM | FOS | OPERATING | 3 | 2023-11-07
Y4AIVFNEF10 | K6-1696 | Exhaust Fan, EF-10 (480 VAC, Room 1268, Local Service Disconnect) | Fan-Exhaust-LT100HP-LS | HVC | PM | FOS | OPERATING | 4 | 2024-02-28
Y4AIVFNEF11 | K6-1696 | Exhaust Fan, EF-11 (480 VAC, Room 1268, Local Service Disconnect) | Fan-Exhaust-LT100HP-LS | HVC | PM | FOS | OPERATING | 4 | 2024-02-28
Y4AIVFNEF3 | K6-1696 | Exhaust Fan, EF-3, 30 HP (480 VAC, Roof Top, Local Service Disconnect) | Fan-Exhaust-LT100HP-LS | HVC | PM | FOS | OPERATING | 2 | 2024-01-16
Y4AIVFNEF35 | K6-1696 | Exhaust Fan, EF-35 | Fan-Exhaust-LT100HP-LS | HVC | PM | FOS | OPERATING | 3 | 2023-09-08
Y4AIVFNEF9 | K6-1696 | Exhaust Fan, EF-9 (480 VAC, Roof Top, Local Service Disconnect) | Fan-Exhaust-LT100HP-LS | HVC | PM | FOS | OPERATING | 2 | 2024-02-28
Y4ARWIM001 | K6-1696 | ICE MACHINE, CUBE | Refrigeration-Ice Machine-Cube | HVC | PM | FOS | OPERATING | 4 | 2024-04-18
Y4E01001 | K6-1696 | SS 1139A 2500KVA 13.8KV-480Y/277 SIEMENS | Transformers-Oil-MV | EHV | N/A | XSD | DECOMMISSIONED | 4 | 2016-12-09
Y4E01017 | K6-1696 | MCC-1, Siemens Model 95, 480V, 3PH, 600A, No Main | MCC | ELV | PM | FOS | OPERATING | 5 | 2024-04-19
Y4E01018 | K6-1696 | MCC-2, Siemens Model 95, 480V, 3PH, 600A, No Main | MCC | ELV | PM | FOS | OPERATING | 5 | 2024-04-10
Y4E02001 | K6-1696 | SS 1139B 2500KVA 13.8KV-480Y/277 SIEMENS | Transformers-Oil-MV | EHV | N/A | XSD | DECOMMISSIONED | 4 | 2015-04-06
Y4E90001 | K6-1696 | GROUNDING SYSTEM FACILITY | Grounding | ELV | PM | FOS | OPERATING | 4 | 2022-12-02
Y4E90003 | K6-1697 | GROUNDING SYSTEM FACILITY | Grounding | ELV | PM | FOS | OPERATING | 3 | 2022-03-01
Y4E90004 | K6-1747 | GROUNDING SYSTEM FACILITY | Grounding | ELV | PMHL | FOS | OPERATING | 4 | 2016-05-16
Y4F20001 | K6-1696 | WET PIPE FIRE SPRINKLER SYSTEM 6" RISER #1 | Wet Pipe | PSY | PM | FOS | OPERATING | 3 | 2024-04-22
Y4FFART001 | K6-1696 | CENTRAL RADIO MONITORING SYSTEM (CRMS) TRANSCEIVER | CRMS | PSY | PM | FOS | OPERATING | 3 | 2023-08-01
Y4FFART002 | K6-1696 | CENTRAL RADIO MONITORING SYSTEM (CRMS) TRANSCEIVER | CRMS | PSY | PM | FOS | OPERATING | 3 | 2023-08-01
Y4FH1050 | K6-1696 | HYDRANT, FIRE MUELLER 5 1/4" STANDARD 1994 | Hydrant | WWS | PM | FOS | OPERATING | 4 | 2024-05-01
Y4FH1080 | K6-1696 | HYDRANT, FIRE MUELLER 5 1/4" STANDARD 1995 | Hydrant | WWS | PM | FOS | OPERATING | 4 | 2024-05-02
Y4FH1134 | K6-1696 | HYDRANT, FIRE MUELLER 5 1/4" STANDARD 1996 | Hydrant | WWS | PM | FOS | OPERATING | 4 | 2023-05-02
Y4FH1220 | K6-1696 | HYDRANT, FIRE MUELLER 5 1/4" STANDARD 1994 | Hydrant | WWS | PM | FOS | OPERATING | 4 | 2024-05-01
Y4FH1315 | K6-1696 | HYDRANT, FIRE MUELLER 5 1/4" STANDARD 1995 | Hydrant | WWS | N/A | XSD | DECOMMISSIONED | 4 | 2017-05-15
Y4FH1315-R1 | K6-1696 | Hydrant, FIRE, AMERICAN DARLING, 2013 | Hydrant | WWS | PM | FOS | OPERATING | 4 | 2023-05-03
Y4FH1350 | K6-1696 | HYDRANT, FIRE MUELLER 5 1/4" STANDARD 1994 | Hydrant | WWS | PM | FOS | OPERATING | 4 | 2024-05-02
Y4FKPCP115 | K6-1696 | Intelligent System Controller #115 | ESS | PSY | PM | FOS | OPERATING | 3 | 2024-02-23
Y4FKPDP151 | K6-1696 | DOOR PORTAL | ESS | PSY | PM | FOS | OPERATING | 4 | 2024-02-23
Y4FKPDP152 | K6-1696 | DOOR PORTAL | ESS | PSY | PM | FOS | OPERATING | 4 | 2024-02-23
Y4FS4020 | K6-1696 | FACP, SIMPLEX 4020 | FACP | PSY | PM | FOS | OPERATING | 3 | 2023-07-27
Y4FSYWS002 | K6-1696 | WET PIPE FIRE SPRINKLER SYSTEM | Wet Pipe | PSY | PM | FOS | OPERATING | 3 | 2024-01-04
Y4FSYWS003 | K6-1747 | WET PIPE FIRE SPRINKLER SYSTEM | Wet Pipe | PSY | PM | FOS | OPERATING | 3 | 2024-01-10
Y4FSYWS004 | K6-1748 | WET PIPE FIRE SPRINKLER SYSTEM | Wet Pipe | PSY | PM | FOS | OPERATING | 3 | 2024-01-04
Y4FSYWS005 | K6-1748A | WET PIPE FIRE SPRINKLER SYSTEM | Wet Pipe | PSY | PM | FOS | OPERATING | 3 | 2024-01-05
Y4FUCNG001 | K6-1696 | Facility Natural Gas Piping | Gas Piping | MEC | PM | FOS | OPERATING | 3 | 2023-06-14
Y4H01002 | K6-1696 | Hot Water Boiler, B-2 | Boilers-HW | HVC | N/A | XSD | DECOMMISSIONED | 3 | 2015-05-15
Y4S12001 | K6-1696 | BFP WILKINS-ZURN 1 1/2" RPZ S/N 462755 | BFP | WWS | PM | FOS | OPERATING | 4 | 2023-04-19
Y4S12002 | K6-1696 | BFP WATTS 8" DCDA, S/N 116674 | BFP-Fire | WWS | PM | FOS | OPERATING | 4 | 2024-05-08
Y4S12004 | K6-1696 | BFP WATTS 2" RPZ S/N 92242 | BFP | WWS | PM | FOS | OPERATING | 4 | 2024-05-03
Y4S12005 | K6-1696 | BFP WILKINS-ZURN 1 1/2" RPZ, S/N 255920 | BFP | WWS | PM | FOS | OPERATING | 4 | 2024-05-03
Y4S12006 | K6-1696 | BFP WATTS 009-M101 RPZ 2" S/N 94713 | BFP | WWS | PM | FOS | OPERATING | 4 | 2024-05-06
Y4S12007 | K6-1696 | BFP WATTS 909 RPZ 3/4" S/N 82879 | BFP | WWS | PM | FOS | OPERATING | 4 | 2024-05-03
Y4S12008 | K6-1696 | BFP WILKINS-ZURN 975XL RPZ 2" ASSE 1013 S/N 397503 | BFP | WWS | PM | FOS | OPERATING | 4 | 2024-05-06
Y4S12009 | K6-1696 | BFP WATTS 3" RPZ, S/N 147727 | BFP | WWS | N/A | XSD | DECOMMISSIONED | 3 | 2017-04-25
Y4S12009-R1 | K6-1696 | BFP WATTS 909 3" RP, S/N 004018 | BFP | WWS | PM | FOS | OPERATING | 4 | 2024-05-06
Y4S12010 | K6-1696 | BFP WATTS 8" DCDA S/N 114518 | BFP-Fire | WWS | PM | FOS | OPERATING | 4 | 2024-05-07
Y4S12011 | K6-1696 | BFP WATTS 8" DCDA S/N 113658 | BFP-Fire | WWS | PM | FOS | OPERATING | 4 | 2024-05-07
Y4U01001 | K6-1696 | UPS-12, 9355-10, 10KVA, 208VAC in/out, CRCA LAB [FIC0051] | UPS-Self Contained | ELV | PM | FOS | OPERATING | 4 | 2023-11-07
Y6203002 | J6-2465 | LIGHTNING PROTECTION | Lightning-Grounding | ELV | PM | FOS | OPERATING | 3 | 2021-04-23
Y62ELITE | J6-2465 | LIGHTS, EMERGENCY & EXIT, J6-2465 | Emer-Exit Lights Self Testing | ELV | PM | FOS | OPERATING | 4 | 2024-03-25
Y62ELITE2 | J6-2466 | LIGHTS, EMERGENCY & EXIT, J6-2466 | Emer-Exit Lights Self Testing 2 | ELV | RTF | FOS | OPERATING | 4 | 2014-07-07
Y6303004 | J6-2465 | SAFETY SHOWER / EYEWASH, BRADLEY | Shwr-Eyewash | WWS | N/A | XSD | DECOMMISSIONED | 4 | 2016-01-15
Y6303005 | J6-2466 | SAFETY SHOWER / EYEWASH, HAWS | Shwr-Eyewash | WWS | PM | FOS | OPERATING | 4 | 2023-11-17
Y6303006 | J6-2466 | SAFETY SHOWER / EYEWASH, HAWS | Shwr-Eyewash | WWS | PM | FOS | OPERATING | 3 | 2023-12-04
Y6501001 | J6-2465 | Fabral Metal Panels | Roof-Metal | STR | PM | FOS | OPERATING | 3 | 2024-03-19
Y6ACAAD001 | J6-2466 | Refrigerated Air Dryer, Ingersoll-Rand, S/N 14M-012514 | Refrigeration-Air Dryer | HVC | PM | FOS | OPERATING | 3 | 2023-09-25
Y6ACACP002 | J6-2465 | AIR COMPRESSOR, RECIP | Compressors-Air-Reciprocating | HVC | N/A | XSD | DECOMMISSIONED | 2 | 2017-03-16
Y6ACACP002-R1 | J6-2465 | AIR COMPRESSOR, RECIP | Compressors-Air-Reciprocating | HVC | PM | FOS | OPERATING | 3 | 2024-03-23
Y6ACACP003 | J6-2466 | AIR COMPRESSOR, RECIP, SCHULZ | Compressors-Air-Reciprocating | HVC | PM | FOS | OPERATING | 3 | 2024-05-06
Y6ACWCH001 | J6-2465 | CHILLER TRANE S/N U99K02493 | Chiller-Portable | HVC | N/A | XSD | DECOMMISSIONED | 2 | 2011-03-22
Y6ACWCH001-R1 | J6-2465 | CHILLER, AIR COOLED | Chiller-Package | HVC | PM | FOS | OPERATING | 3 | 2023-12-15
Y6ACWPP001 | J6-2465 | PUMP CHW S/N 53206 | Pump-Pad Mount-(CHW/CW)-GT10HP | HVC | PM | FOS | OPERATING | 4 | 2024-05-08
Y6ACWPP002 | J6-2465 | PUMP CHW S/N 53205 | Pump-Pad Mount-(CHW/CW)-GT10HP | HVC | PM | FOS | OPERATING | 4 | 2024-05-08
Y6AIAAH001 | J6-2465 | AHU CHW S/N K99H56149N | AHU-CHW-5T_30T | HVC | PM | FOS | OPERATING | 3 | 2024-03-08
Y6AIAAX001 | J6-2465 | AHU DX | AHU-DX-5T_30T | HVC | PM | FOS | OPERATING | 4 | 2024-03-08
Y6AIACU001 | J6-2465 | CONDENSING UNIT, TRANE S/N P354LSLBF | AHU-DX-Condenser | HVC | PM | FOS | OPERATING | 2 | 2023-11-13
Y6AIAUA001 | J6-2466 | AHU #1, PACKAGE | AHU-DX-Package-5T_30T | HVC | PM/TS | NOS | DECOMMISSIONED | 2 | 2017-05-24
Y6AIAUA002 | J6-2466 | AHU #2, PACKAGE | AHU-DX-Package-5T_30T | HVC | PM/TS | NOS | DECOMMISSIONED | 2 | 2017-05-24
Y6AIAUA003 | J6-2466 | AHU #3, PACKAGE | AHU-DX-Package-5T_30T | HVC | PM | FOS | OPERATING | 3 | 2024-02-21
Y6AIAUA004 | J6-2466 | AHU #4, PACKAGE | AHU-DX-Package-5T_30T | HVC | PM/TS | NOS | DECOMMISSIONED | 2 | 2015-10-23
Y6AIAUA005 | J6-2466 | AHU #5, PACKAGE | AHU-DX-Package-5T_30T | HVC | PM | FOS | OPERATING | 2 | 2024-02-21
Y6AIAUA006 | J6-2466 | AHU #6, PACKAGE | AHU-DX-Package-5T_30T | HVC | PM | FOS | OPERATING | 4 | 2024-02-21
Y6ARWIM001 | J6-2466 | ICE MACHINE, CUBE, MANITOWOC, S/N 310001399 | Refrigeration-Ice Machine-Cube | HVC | N/A | XSD | DECOMMISSIONED | 4 | 2019-02-21
Y6ARWIM001-R1 | J6-2466 | ICE MACHINE, CUBE, MANITOWOC, S/N 310502390 | Refrigeration-Ice Machine-Cube | HVC | PM | FOS | OPERATING | 3 | 2024-04-23
Y6E01001 | J6-2466 | SS 1147 1000KVA 13.8KV-480/277V OIL PDMT COOPER | Transformers-Oil-MV | EHV | PT | FOS | OPERATING | 4 | 2023-08-07
Y6E02001 | J6-2465 | SS 1155 750KVA 13.2KV-480/277V OIL PDMT COOPER | Transformers-Oil-MV | EHV | PT | FOS | OPERATING | 4 | 2023-08-07
Y6E09003 | J6-2466 | GROUNDING SYSTEM FACILITY | Grounding | ELV | PM | FOS | OPERATING | 4 | 2021-07-28
Y6E90001 | J6-2466 | LIGHTNING PROTECTION | Lightning Prot | ELV | PM | FOS | OPERATING | 2 | 2024-01-26
Y6FFACP002 | J6-2466 | FACP, SILENT KNIGHT | FACP | PSY | PM | FOS | OPERATING | 3 | 2023-10-21
Y6FFAFO510 | J6-2466 | FOAM SYSTEM CONTROL PANEL, RLV | Foam | PSY | PM | FOS | OPERATING | 3 | 2024-05-10
Y6FFART001 | J6-2466 | CENTRAL RADIO MONITORING SYSTEM (CRMS) TRANSCEIVER | CRMS | PSY | PM | FOS | OPERATING | 3 | 2023-10-14
Y6FFART002 | J6-2465 | CENTRAL RADIO MONITORING SYSTEM (CRMS) TRANSCEIVER | CRMS | PSY | PM | FOS | OPERATING | 3 | 2023-10-16
Y6FFART003 | J6-2466 | CENTRAL RADIO MONITORING SYSTEM (CRMS) TRANSCEIVER | CRMS | PSY | PM | FOS | OPERATING | 4 | 2023-10-14
Y6FH1045 | J6-2466 | HYDRANT, FIRE, MUELLER | Hydrant | WWS | PM | FOS | OPERATING | 3 | 2024-02-03
Y6FH1120 | UK-0031 | HYDRANT, FIRE, MUELLER | Hydrant | WWS | PM | FOS | OPERATING | 3 | 2024-02-07
Y6FH1160 | UK-0031 | HYDRANT, FIRE, MUELLER | Hydrant | WWS | PM | FOS | OPERATING | 3 | 2024-02-04
Y6FH1195 | J6-2466 | HYDRANT, FIRE, MUELLER | Hydrant | WWS | PM | FOS | OPERATING | 4 | 2024-02-03
Y6FH1200 | UK-0031 | HYDRANT, FIRE, MUELLER | Hydrant | WWS | PM | FOS | OPERATING | 3 | 2024-02-07
Y6FH1350 | J6-2466 | HYDRANT, FIRE, MUELLER | Hydrant | WWS | PM | FOS | OPERATING | 4 | 2024-02-16
Y6FSYFO501 | J6-2466 | FOAM RISER #1, RLV | Foam | PSY | PM | FOS | OPERATING | 3 | 2023-09-25
Y6FSYFO502 | J6-2466 | FOAM RISER #2, RLV | Foam | PSY | PM | FOS | OPERATING | 3 | 2023-09-27
Y6FSYFO503 | J6-2466 | FOAM RISER #3, RLV | Foam | PSY | PM | FOS | OPERATING | 3 | 2023-09-26
Y6FSYFP001 | J6-2466 | FIRE PUMP #1 | Pump-Fire | WWS | PM | FOS | OPERATING | 3 | 2024-03-28
Y6FSYFP002 | J6-2466 | FIRE PUMP #2 | Pump-Fire | WWS | PM | FOS | OPERATING | 3 | 2024-03-28
Y6FSYFP003 | J6-2466 | FIRE PUMP #3, DIESEL | Pump-Fire | WWS | PM | FOS | OPERATING | 3 | 2022-11-25
Y6FSYFP004 | J6-2466 | FIRE PUMP #4, DIESEL | Pump-Fire | WWS | PM | FOS | OPERATING | 3 | 2022-11-25
Y6FSYWS001 | J6-2466 | WET PIPE SPRINKLER SYSTEM w/GN2 | Wet Pipe | PSY | PM/TS | NOS | DECOMMISSIONED | 3 | 2016-04-15
Y6FSYWS002 | J6-2466 | WET PIPE SPRINKLER SYSTEM w/GN2 | Wet Pipe | PSY | PM/TS | NOS | DECOMMISSIONED | 3 | 2016-04-15
Y6FSYWS501 | J6-2465 | WET PIPE FIRE SPRINKLER SYSTEM | Wet Pipe | PSY | PM | FOS | OPERATING | 3 | 2023-11-28
Y6S12001 | J6-2466 | BFP FEBCO 10" S/N 9912021425 | BFP | WWS | PM | FOS | OPERATING | 3 | 2024-02-29
Y6S12002 | J6-2466 | BFP FEBCO 10" S/N 9904021404 | BFP | WWS | PM | FOS | OPERATING | 3 | 2024-02-28
Y6S12005 | J6-2466 | BFP WATTS 1 1/2" S/N 345106 | BFP | WWS | PM | FOS | OPERATING | 3 | 2024-02-27
Y6S12006-R1 | UK-0031 | BFP WILKINS-ZURN 1-1/2â€ M/N 975XL SN 3877057 | BFP | WWS | PM | FOS | OPERATING | 4 | 2024-02-29
Y6S12007 | J6-2465 | BFP ZURN-WILKINS 975XL RPZ 1-1/2" S/N 938541 | BFP | WWS | PM | FOS | OPERATING | 4 | 2023-06-06
Y6WTK001 | J6-2466A | WATER TANK, FOAM SUPPRESSION SYSTEM | Tanks-Fire Suppression | WWS | PM | FOS | OPERATING | 3 | 2024-04-24
Y8FUCNG001 | M6-0534 | Facility Natural Gas Piping | Gas Piping | MEC | PM | FOS | OPERATING | 3 | 2023-08-07
Y8S12001 | M6-0534 | BFP FEBCO 825Y RP 3/4" S/N AC9151 | BFP | WWS | PM | FOS | OPERATING | 4 | 2023-08-23
Y8S12002-R1 | M6-0534 | BFP WILKINS ZURN, 1-1/2â€ RP, S/N 3549900 | BFP | WWS | PM | FOS | OPERATING | 4 | 2023-08-17
YA601004 | M6-0486 | LIFT, PERSONNEL, PORTABLE, 300 LBS CAP | Lift-Personnel | FMT | PM/TS | NOS | DECOMMISSIONED | 4 | 2015-01-02
YA601007 | K6-1446F | LIFT, ELECT, PERSONNEL, GENIE | Lift-Personnel | FMT | N/A | XSD | DECOMMISSIONED | 4 | 2021-07-07
YA601010 | M6-0493 | PLATFORM, WORK MAINTENANCE | Lift-Personnel | FMT | PM | FOS | OPERATING | 4 | 2023-09-20
YA601011 | M6-1623 | LIFT, ELECT, PERSONNEL, GENIE, 300 LB CAP | Lift-Personnel | FMT | N/A | XSD | DECOMMISSIONED | 3 | 2017-05-11
YA601013 | M6-0744 | LIFT, ELECT, PERSONNEL, GENIE, 350 LBS | Lift-Personnel | FMT | PM | FOS | OPERATING | 4 | 2023-08-03
YA601014 | K6-1446D | HOIST, HYDRAULIC, 1000 LB, MOVABLE | Hoist | MEC | PM | FOS | OPERATING | 4 | 2019-02-14
YA601015 | K6-0947 | PERSONNEL LIFT, GENIE 600 LB | Lift-Personnel | FMT | PM | FOS | OPERATING | 4 | 2023-08-29
YA601016 | K6-0947 | LIFT, ELECT, PERSONNEL, GENIE, 350 LBS | Lift-Personnel | FMT | PM | FOS | OPERATING | 4 | 2022-09-22
YA601017 | K6-1350 | LIFT, ELECT, PERSONNEL, GENIE, 350 LBS | Lift-Personnel | MEC | PM | FOS | OPERATING | 4 | 2023-06-14
YA601018 | M7-0407 | LIFT, ELECT, PERSONNEL, GENIE, 350 LBS | Lift-Personnel | FMT | PM | FOS | OPERATING | 4 | 2023-09-04
YA601022 | K6-1696 | A-Frame, Monorail | Crane | FMT | PM | FOS | OPERATING | 4 | 2024-05-09
YC201001 | K6-0943 | GROUNDING SYSTEM FACILITY | Grounding | ELV | PM | FOS | OPERATING | 2 | 2024-03-12
YCFFACP002 | J6-2465 | FACP, SIMPLEX 4020 | FACP | PSY | PM | FOS | OPERATING | 3 | 2023-08-07
YE490002 | M6-0486J | 2 TON GANTRY CHAIN HOIST (PORTABLE) | Hoist | MEC | MBU | FOS | OPERATING | 4 | 2014-11-25
YF620235 | K6-0947 | LIFT 512 CAP. 500 LB, VERMETTE MACH. CO. | Lift | SPE | PM | FOS | OPERATING | 4 | 2023-08-29
YF62037 | K6-1696 | Lift 513B, 500 LB, THEM INC | Lift | MEC | PM | FOS | OPERATING | 3 | 2024-02-16
YF624362 | M7-0360 | PORTABLE LIFT 500 LBS. VERMETTE MACH. CO. | Lift | SPE | PM | FOS | OPERATING | 4 | 2023-09-01
YF702001 | L7-0888 | ORBITER MOCK-UP | Mock-up | STR | RTF | FOS | OPERATING | 2 | 2010-10-20
YG701029 | L6-0146 | HOOD EXHAUST, CAFE, E&A (BFF) | Kitchen-Hood | MEC | PM/TS | NAB | ABANDONED | 4 | 2011-04-07
YG701085 | J7-1339 | DISHWASHER | Kitchen-Dishmachine | SPE | N/A | XSD | DECOMMISSIONED | 1 | 2014-05-16
YG900001 | M7-0360 | FRUIT COOLER RANDELL S/N N01D85-5-5-11-92 | Refrigeration-Refrigerator | HVC | N/A | NIC | NOT_IN_CONTRACT | 3 | 2012-03-14
YG900002 | M7-0360 | SALAD COOLER ATLAS S/N 5652-91 | Refrigeration-Refrigerator | HVC | N/A | NIC | NOT_IN_CONTRACT | 3 | 2012-03-14
YG900003 | M7-0360 | SALAD PLATE ATLAS S/N 3623-92 | Refrigeration-Refrigerator | HVC | N/A | NIC | NOT_IN_CONTRACT | 3 | 2012-03-12
YG900004 | M7-0360 | SALAD DRESSING COOLER ATLAS S/N 83-94 | Refrigeration-Refrigerator | HVC | N/A | NIC | NOT_IN_CONTRACT | 4 | 2012-03-12
YG900005 | M7-0360 | SALAD PLATE RANDELL M/N 9772SC | Refrigeration-Refrigerator | HVC | N/A | NIC | NOT_IN_CONTRACT | 4 | 2012-03-12
YG900007 | M7-0360 | COUNTER FREEZER MASTER-BILT S/N 304382 | Refrigeration-Refrigerator | HVC | N/A | NIC | NOT_IN_CONTRACT | 3 | 2012-03-16
YG900016 | M7-0360 | MILK & BUTTER COOLER RANDELL S/N N-1485-3B-5-11-92 | Refrigeration-Refrigerator | HVC | N/A | NIC | NOT_IN_CONTRACT | 4 | 2012-03-13
YG900017 | M7-0360 | MILK & BUTTER COOLER RANDELL S/N N-1485-SB-5-11-92 | Refrigeration-Refrigerator | HVC | N/A | NIC | NOT_IN_CONTRACT | 4 | 2012-03-12
YG900018 | M7-0360 | MILK & BUTTER COOLER RANDELL S/N TY16561B-S-404 | Refrigeration-Refrigerator | HVC | N/A | NIC | NOT_IN_CONTRACT | 4 | 2012-03-13
YG900021 | M7-0360 | MILK COOLER RANDELL S/N N1485-5-5-11-92 | Refrigeration-Refrigerator | HVC | N/A | NIC | NOT_IN_CONTRACT | 3 | 2012-03-14
YG900022 | M7-0360 | COLD PLATE S/N 3623-02 | Refrigeration-Refrigerator | HVC | N/A | NIC | NOT_IN_CONTRACT | 4 | 2011-03-11
YG900023 | M7-0360 | SALAD COOLER SER#3485-92 | Refrigeration-Refrigerator | HVC | N/A | NIC | NOT_IN_CONTRACT | 3 | 2012-03-14
YG900031 | M7-0360 | ICE MACHINE / DRINK DISP, CUBE, REMCOR S/N 30118800 | Refrigeration-Ice Machine-Cube | HVC | N/A | NIC | NOT_IN_CONTRACT | 4 | 2012-08-23
YG900033 | M7-0360 | WALK-IN COOLER/COIL BOHN S/N D93L12839 | Refrigeration-Refrigerator | HVC | N/A | NIC | NOT_IN_CONTRACT | 3 | 2012-05-16
YG900034 | M7-0360 | WALK-IN COOLER/COIL BOHN S/N D93L14738 | Refrigeration-Refrigerator | HVC | N/A | NIC | NOT_IN_CONTRACT | 3 | 2012-05-16
YG900035 | M7-0360 | COMMERCIAL FREEZER BEVERAGE AIR S/N 2804866 | Refrigeration-Refrigerator | HVC | N/A | NIC | NOT_IN_CONTRACT | 3 | 2012-05-16
YG900036 | M7-0360 | REFRIG E-16 COPELAND M/N EAM-A075-TAC-001 | Refrigeration-Refrigerator | HVC | N/A | NIC | NOT_IN_CONTRACT | 4 | 2012-05-13
YG900037 | M7-0360 | WALK-IN COOLER/COIL BOHN S/N D93J43589 | Refrigeration-Refrigerator | HVC | N/A | NIC | NOT_IN_CONTRACT | 4 | 2012-05-23
YG900038 | M7-0360 | ICE MACHINE, CUBE, HOSHIZAKI S/N C00039 | Refrigeration-Ice Machine-Cube | HVC | N/A | NIC | NOT_IN_CONTRACT | 4 | 2012-08-23
YG900040 | M7-0360 | REFRIG BEVERAGE AIR S/N 2725657 | Refrigeration-Refrigerator | HVC | N/A | NIC | NOT_IN_CONTRACT | 3 | 2012-05-16
YG900041 | M7-0360 | REFRIG BEVERAGE AIR S/N 2725660 | Refrigeration-Refrigerator | HVC | N/A | NIC | NOT_IN_CONTRACT | 3 | 2012-05-16
YG900042 | M7-0360 | COMMERCIAL REFRIG BEVERAGE AIR S/N 2804866 | Refrigeration-Refrigerator | HVC | N/A | NIC | NOT_IN_CONTRACT | 3 | 2012-05-12
YG900043 | M7-0360 | REFRIG E-16 COPELAND M/N E3AM-A100-TAC-001 | Refrigeration-Refrigerator | HVC | N/A | NIC | NOT_IN_CONTRACT | 4 | 2012-05-13
YG900044 | M7-0360 | FREEZER COPELAND M/N C7AB-0200-TAC-001 | Refrigeration-Refrigerator | HVC | N/A | NIC | NOT_IN_CONTRACT | 3 | 2012-05-21
YG900045 | M7-0360 | REFRIGERATOR (2DR) BEVAIR S/N 2725659 | Refrigeration-Refrigerator | HVC | N/A | NIC | NOT_IN_CONTRACT | 3 | 2012-08-29
YG900046 | M7-0360 | REFRIGERATOR (2DR) BEVAIR S/N 2725658 | Refrigeration-Refrigerator | HVC | N/A | NIC | NOT_IN_CONTRACT | 4 | 2012-09-19
YG900047 | M7-0360 | REFRIGERATOR (2DR) BEVAIR S/N 2725678 | Refrigeration-Refrigerator | HVC | N/A | NIC | NOT_IN_CONTRACT | 4 | 2012-09-19
YG900049 | M6-0399 | REFRIGERATOR TRAULSEN S/N 1441 | Refrigeration-Refrigerator | HVC | N/A | NIC | NOT_IN_CONTRACT | 4 | 2012-03-02
YG901003 | M7-0407 | ICE MACHINE, FLAKE, MANITOWOC M/N AD0102A | Refrigeration-Ice Machine-Flake | HVC | N/A | XSD | DECOMMISSIONED | 3 | 2015-09-25
YG901007 | M7-0355 | REFRIG CRC S/N J8639436 | Refrigeration-Refrigerator | HVC | N/A | XSD | DECOMMISSIONED | 2 | 2017-08-24
YG902001 | K6-1246 | REFRIG/FREEZER CONTINENTAL S/N 8428298 | Refrigeration-Refrigerator | HVC | PM | FOS | OPERATING | 3 | 2024-02-15
YG902004 | M7-0355 | FREEZER CRC SN D8428295 | Refrigeration-Refrigerator | HVC | N/A | NIC | NOT_IN_CONTRACT | 4 | 2012-04-04
YG902005 | M7-0355 | REFRIGERATOR HOBART S/N 321023379ES | Refrigeration-Refrigerator | HVC | N/A | XSD | DECOMMISSIONED | 4 | 2022-06-06
YG902007 | M7-0355 | REFRIGERATOR HOBART S/N 321023137ES | Refrigeration-Refrigerator | HVC | N/A | XSD | DECOMMISSIONED | 4 | 2012-04-04
YG902008 | M7-0355 | REFRIGERATOR HOBART S/N 321023452RS | Refrigeration-Refrigerator | HVC | N/A | XSD | DECOMMISSIONED | 4 | 2022-06-06
YH601005 | M6-0486 | HOIST, PORTABLE HYDRAULIC, 1 TON, RUGER | Hoist | MEC | N/A | XSD | DECOMMISSIONED | 1 | 2022-02-03
YH601006 | K6-1847 | HOIST, HYDRAULIC, 2 TON | Hoist | MEC | N/A | XSD | DECOMMISSIONED | 3 | 2014-05-19
YH601007 | M6-0493 | HOIST, HYDRAULIC, PORTABLE, 2200 LBS. MAX | Hoist | MEC | PM | FOS | OPERATING | 4 | 2024-01-24
YH601009 | J6-2313 | HOIST, MANUAL, 500 LB CAP (HE704104, TRUCK #30) | Hoist | MEC | N/A | XSD | DECOMMISSIONED | 4 | 2020-03-11
YH601010 | J6-2466 | HOIST, CHAIN, 2 TON, HELICOPTER | Hoist | MEC | N/A | NAB | DECOMMISSIONED | 4 | 2014-02-25
YH601011 | J6-2466 | HOIST, ELECTRIC, 2 TON, HELICOPTER, ELECTRIC CHAIN | Hoist | MEC | N/A | NIC | NOT_IN_CONTRACT | 4 | 2015-10-28
YH602018 | J6-2363 | HOIST, CIRCUIT BREAKER | Hoist | SPE | PM | FOS | OPERATING | 4 | 2024-03-26
YH602022 | K6-0261 | HOIST, CIRCUIT BREAKER, MOVABLE | Hoist | SPE | PM | FOS | OPERATING | 4 | 2021-01-05
YH602023 | K6-1141A | HOIST, CIRCUIT BREAKER, MOVABLE | Hoist | SPE | PM | FOS | OPERATING | 4 | 2020-12-23
YH602024 | M7-0355 | HOIST, CIRCUIT BREAKER, MOVABLE | Lift-Platform | MEC | PM | FOS | OPERATING | 4 | 2021-02-19
YH602025 | K6-0848 | Material Lift, Genie, Hand Operated, 400 LBS | Lift-Platform | FMT | PM | FOS | OPERATING | 4 | 2022-07-08
YH602496 | M7-0505 | HOIST, HYDRAULIC PORTABLE 4000 LBS, S/N 83577 | Hoist | SPE | PM | FOS | OPERATING | 4 | 2024-03-22
YH602497 | M7-0355 | HOIST, HYDRAULIC PORTABLE 1000 LBS, S/N 0120AJ63191 | Hoist | SPE | PM | FOS | OPERATING | 4 | 2023-09-20
YH602498 | M7-0355 | PORTABLE MATERIAL LIFT - CAPACITY 800 LBS | Lift | SPE | PM | FOS | OPERATING | 4 | 2022-04-05
YH602499 | M7-0355 | PORTABLE MATERIAL LIFT - CAPACITY 800 LBS | Lift | SPE | PM | FOS | OPERATING | 4 | 2024-04-24
YH602500 | K6-0947 | PORTABLE MATERIAL LIFT - CAPACITY 500 LBS | Lift | SPE | PM | FOS | OPERATING | 4 | 2023-08-30
YH602502 | N6-2296 | HOIST, CIRCUIT BREAKER, 450 LB | Hoist | SPE | PM | FOS | OPERATING | 4 | 2017-02-27
YH602503 | K7-0468 | HOIST, CIRCUIT BREAKER | Hoist | SPE | PM | FOS | OPERATING | 4 | 2022-07-13
YH602504 | K6-1141A | HOIST, CIRCUIT BREAKER, MOVABLE, 800 LBS | Hoist | SPE | PM | FOS | OPERATING | 4 | 2020-12-10
YH602505 | K6-1246 | Engine Hoist, Beech, 1000 LBS | Lift | MEC | PM | FOS | OPERATING | 4 | 2023-06-27
YH602507 | M7-0355 | Engine Hoist, 2,000 lbs | Lift | FMT | PM | FOS | OPERATING | 4 | 2023-09-20
YH602510 | K6-1547 | Hydraulic Lift Table, 2,000 LBS. | Lift-Platform | FMT | PM | FOS | OPERATING | 4 | 2023-11-08
YH602706 | K6-0996A | MANLIFT, TRIPOD 'ROPOD' | Lift-Personnel | FMT | N/A | NIC | NOT_IN_CONTRACT | 4 | 2013-07-16
YH602712 | M6-1625 | LIFTING FIXTURE, PERSONNEL, 1000 LBS | Lifting Fixture | FMT | PM | FOS | OPERATING | 4 | 2023-09-27
YH602714 | M6-1625 | LIFTING FIXTURE, PERSONNEL, 1000 LBS | Lifting Fixture | FMT | N/A | XSD | DECOMMISSIONED | 4 | 2017-01-19
YH603007 | M6-1625 | RIGGING DEADMAN | Rigging | FMT | PM | FOS | OPERATING | 4 | 2023-03-21
YH603008 | M6-1625 | RIGGING DEADMAN | Rigging | FMT | PM | FOS | OPERATING | 4 | 2023-03-21
YH605271 | M6-0486J | HOIST, CHAIN, PORTABLE HAND, 2 TON CAP | Hoist | MEC | PM | FOS | OPERATING | 4 | 2024-04-29
YH605272 | M6-0486J | HOIST, CHAIN, PORTABLE, 2 TON CAP | Hoist | MEC | PM | FOS | OPERATING | 4 | 2024-04-27
YJFLEKS001 | UK-0033 | TRAFFIC SIGNAL KENNEDY & SPACE COMMERCE | Traffic | PSY | PM | FOS | OPERATING | 3 | 2023-05-06
YJFLEKS004 | UK-0033 | Traffic Detection Camera System KENNEDY & SPACE COMMERCE | Traffic | PSY | PM | FOS | OPERATING | 3 | 2023-07-22
YJFLEKS005 | UK-0033 | Traffic Cabinet UPS System - Kennedy Parkway & Space Commerce Way | Traffic | PSY | PM | FOS | OPERATING | 3 | 2023-12-04
YJFLEKS006 | UK-0033 | CRMS Radio Kennedy Parkway & Space Commerce Way | CRMS | PSY | PM | FOS | OPERATING | 3 | 2023-11-15
YJFLENS001 | UK-0033 | TRAFFIC SIGNAL. INTERSECTION NASA & SPACE COMMERCE | Traffic | PSY | PM | FOS | OPERATING | 3 | 2023-12-08
YJFLENS002 | UK-0033 | ATC-1000 Controller NASA & SPACE COMMERCE | Traffic | PSY | PMHL | FOS | OPERATING | 4 | 2014-07-09
YJFLENS004 | UK-0033 | Traffic Detection Camera System NASA & SPACE COMMERCE | Traffic | PSY | PM | FOS | OPERATING | 3 | 2023-12-09
YJFLENS005 | UK-0033 | Traffic Cabinet UPS System - NASA Causeway & Space Commerce Way | Traffic | PSY | PM | FOS | OPERATING | 3 | 2023-04-22
YJFLENS006 | UK-0033 | CRMS Radio NASA Causeway & Space Commerce Way | CRMS | PSY | PM | FOS | OPERATING | 3 | 2023-11-28
YJFLEX001 | UK-0033 | TRAFFIC SIGNAL VC ENTRANCE & SPACE COMMERCE WAY | Traffic | PSY | PM | FOS | OPERATING | 3 | 2023-11-16
YJFLEX004 | UK-0033 | Traffic Detection Camera System V.C. Entrance & SPACE COMMERCE | Traffic | PSY | PM | FOS | OPERATING | 3 | 2023-09-30
YJFLEX005 | UK-0033 | Traffic Cabinet UPS System - V.C. Entrance & Space Commerce Way | Traffic | PSY | PM | FOS | OPERATING | 3 | 2023-11-27
YJFLEX006 | UK-0033 | CRMS Radio - V.C. Entrance & Space Commerce Way | Traffic | PSY | PM | FOS | OPERATING | 3 | 2023-11-06
YJT5K001 | UK-0033 | TRAFFIC SIGNAL KENNEDY PKWY & 5TH | Traffic | PSY | PM | FOS | OPERATING | 2 | 2023-07-14
YJTBV001 | UK-0033 | TRAFFIC SIGNAL VC BUS TERMINAL | Traffic | PSY | N/A | XSD | DECOMMISSIONED | 3 | 2023-09-23
YJTCR001 | UK-0033 | TRAFFIC SIGNAL FLASH-STOP A/3 GATE | Traffic | PSY | PM/TS | NAB | ABANDONED | 1 | 2023-07-22
YJTCZ001 | UK-0033 | TRAFFIC SIGNAL CONTRACTOR-SCHWARTZ | Traffic | PSY | PM | FOS | OPERATING | 3 | 2023-09-23
YJTKA001 | UK-0033 | TRAFFIC SIGNAL KENNEDY PKWY AND 28th ST. | Traffic | PSY | PM | FOS | OPERATING | 3 | 2023-09-09
YJTKS001 | UK-0033 | TRAFFIC SIGNAL KENNEDY PKWY AND SATURN | Traffic | PSY | PM | FOS | OPERATING | 3 | 2023-09-24
YJTKV001 | UK-0033 | TRAFFIC SIGNAL KENNEDY PKWY AND VAB RD | Traffic | PSY | PM | FOS | OPERATING | 3 | 2024-04-25
YJTKW001 | UK-0033 | TRAFFIC SIGNAL KENNEDY PKWY-BEACH, (WILSON) | Traffic | PSY | PM | FOS | OPERATING | 3 | 2023-09-09
YJTKW005 | UK-0033 | Traffic Cabinet UPS System Kennedy Parkway & Beach Rd. | Traffic | PSY | PM | FOS | OPERATING | 3 | 2022-08-24
YJTKW006 | UK-0033 | CRMS Radio Kennedy Pkwy & Beach Rd | CRMS | PSY | PM | FOS | OPERATING | 3 | 2024-04-21
YJTKZ001 | UK-0033 | TRAFFIC SIGNAL KP AND SCHWARTZ | Traffic | PSY | PM | FOS | OPERATING | 3 | 2024-04-13
YJTNC001 | UK-0033 | TRAFFIC SIGNAL NASA-C AVE | Traffic | PSY | PM | FOS | OPERATING | 3 | 2023-08-19
YJTND001 | UK-0033 | TRAFFIC SIGNAL NASA CSWY & CCHQ ENTRANCE | Traffic | PSY | PM | FOS | OPERATING | 3 | 2023-06-17
YJTNE001 | UK-0033 | TRAFFIC SIGNAL NASA-E AVE | Traffic | PSY | PM | FOS | OPERATING | 3 | 2023-10-28
YJTNH001 | UK-0033 | TRAFFIC SIGNAL NASA & H AVE | Traffic | PSY | PM | FOS | OPERATING | 3 | 2023-10-28
YJTOP001 | UK-0033 | TRAFFIC SIGNAL NASA-KENNEDY PKWY | Traffic | PSY | PM | FOS | OPERATING | 3 | 2023-09-24
YJTPR001 | UK-0033 | TRAFFIC SIGNAL FLASH STOP, A/5 GATE | Traffic | PSY | PM/TS | NAB | ABANDONED | 1 | 2022-10-19
YJTSF001 | UK-0033 | TRAFFIC SIGNAL SATURN & PEDESTRIAN | Traffic | PSY | N/A | XSD | DECOMMISSIONED | 4 | 2022-11-03
YJTSU001 | UK-0033 | TRAFFIC SIGNAL SATURN UTILITY | Traffic | PSY | PM | FOS | OPERATING | 3 | 2023-10-28
YJTVE001 | UK-0033 | TRAFFIC SIGNAL NASA & VIC | Traffic | PSY | N/A | XSD | DECOMMISSIONED | 5 | 2023-04-03
YJTVE004 | UK-0033 | Traffic Detection Camera System NASA & VIC | Traffic | PSY | PM | FOS | OPERATING | 3 | 2023-11-16
YJTVE005 | UK-0033 | Traffic Cabinet UPS System - NASA Causeway & Visitor Center Entrance | Traffic | PSY | PM | FOS | OPERATING | 3 | 2024-04-25
YJTVE006 | UK-0033 | CRMS Radio NASA Causeway & Visitor Center Entrance | CRMS | PSY | PM | FOS | OPERATING | 3 | 2024-04-21
YM076950 | M6-0486 | WELDER | Welder | MEC | PM | FOS | OPERATING | 4 | 2024-03-09
YM331470 | M6-0486 | WELDER, SPOT | Welder | MEC | PM | FOS | OPERATING | 4 | 2024-05-03
YM331479 | M6-0486 | WELDER, DAILAPC 250 AC/DC | Welder | MEC | PM | FOS | OPERATING | 4 | 2024-05-03
YM331480 | M6-0486 | WELDER (SYNCROWAVE) | Welder | MEC | PM | FOS | OPERATING | 2 | 2024-03-14
YM331481 | M6-0486 | WELDER, MILLER, SYNCROWAVE 350 | Welder | MEC | PM | FOS | OPERATING | 4 | 2024-04-03
YM331486 | M6-0486 | WELDING MACHINE, PORT, HYPERTHERM MAX 100 | Welder | MEC | PM | FOS | OPERATING | 4 | 2024-03-09
YM331488 | M6-0486 | WELDER, MILLER, SYNCROWAVE 350 | Welder | MEC | PM | FOS | OPERATING | 4 | 2024-05-01
YM331489 | M6-0486 | WELDER, SYNCROWAVE 350 LX, S/N LE451091 | Welder | MEC | PM | FOS | OPERATING | 4 | 2024-05-12
YM331490 | M6-0486 | WELDER, SYNCROWAVE 350 XL, S/N LE291267 | Welder | MEC | PM | FOS | OPERATING | 4 | 2024-05-12
YM331491 | M6-0486 | WELDER, SYNCROWAVE 350 XL, S/N LE476764 | Welder | MEC | PM | FOS | OPERATING | 4 | 2024-04-03
YM403002 | M6-0486 | LIFT, PORTABLE, MATERIAL LIFT, 1000 LBS | Lift | SPE | PM | FOS | OPERATING | 4 | 2024-03-27
YM403003 | M7-0581 | MATERIAL LIFT, HYDRAULIC PORTABLE 1000 LBS | Lift | MEC | PM | FOS | OPERATING | 4 | 2023-10-18
YM403004 | M7-0581 | MATERIAL LIFT, HYDRAULIC PORTABLE 1000 LBS | Lift | MEC | PM | FOS | OPERATING | 4 | 2023-10-18
YM403005 | M7-0581 | MATERIAL LIFT, HYDRAULIC PORTABLE 1000 LBS | Lift | MEC | PM | FOS | OPERATING | 3 | 2023-10-06
YM403006 | M7-0581 | Lift, Portable, Material, 1000 LB. | Lift | MEC | PM | FOS | OPERATING | 4 | 2024-02-23
YNA01085 | M6-0486 | AIR COMPRESSOR, RECIP, 7 HP, QUINCY | Compressors-Air-Reciprocating | HVC | N/A | XSD | DECOMMISSIONED | 2 | 2017-11-13
YNA01157 | M6-0689C | AIR COMPRESSOR, PORTABLE, S/N D40AT-1-14359LS | Compressors-Air-Portable | MEC | N/A | XSD | DECOMMISSIONED | 4 | 2013-04-26
YNA03036 | M6-0486 | CHILLER PORTABLE MCQUAY 100 TON | Chiller-Portable | HVC | RTF | FOS | OPERATING | 3 | 2011-02-18
YNACA213 | M7-0555A | AIR COMPRESSOR, RECIP, PORTABLE, SPEEDAIRE | Compressors-Air-Portable | HVC | N/A | XSD | DECOMMISSIONED | 5 | 2011-04-25
YNACA214 | M7-0555A | AIR COMPRESSOR, RECIP, PORTABLE, SPEEDAIRE | Compressors-Air-Portable | HVC | N/A | XSD | DECOMMISSIONED | 5 | 2011-04-25
YNACA215 | M7-0555A | AIR COMPRESSOR, Champion | Compressors-Air-Portable | HVC | N/A | XSD | DECOMMISSIONED | 4 | 2013-12-04
YNAPTCH450-2 | K6-0900 | Chiller, Portable 450 Ton | Chiller-Package | HVC | PM | FOS | OPERATING | 3 | 2024-05-01
YU2ELITE | F6-2375A | LIGHTS, EMERGENCY & EXIT, F6-2375A | Emer-Exit Lights Self Testing | ELV | PM | FOS | OPERATING | 4 | 2017-08-28
YU502002 | F6-2325C | WEATHER POLE SITE 0015, WOOD TOWER | Tower | STR | RTF | FOS | OPERATING | 3 | 2014-03-17
YUA01002 | F6-2375A | AIR HANDLING UNIT, DX LENNOX (ACCESS POC JIM RIDLEY 853-5443) | AHU-DX-LT5T | HVC | N/A | XSD | DECOMMISSIONED | 5 | 2022-09-07
YUA02002 | F6-2375A | AIR HANDLING UNIT, DX LENNOX S/N 5895A23046 (ACCESS POC JIM RIDLEY 853-5443) | AHU-DX-LT5T | HVC | N/A | XSD | DECOMMISSIONED | 2 | 2021-06-21
YUA03001 | F6-2375A | CONDENSING UNIT, S/N 5502D18390 | AHU-DX-Condenser | HVC | N/A | XSD | DECOMMISSIONED | 4 | 2012-08-07
YUA03002 | F6-2375A | CONDENSING UNIT, S/N 605271556 (ACCESS POC JIM RIDLEY 853-5443) | AHU-DX-Condenser | HVC | N/A | XSD | DECOMMISSIONED | 2 | 2021-06-21
YUAIAAX001 | F6-2375A | AIR HANDLING UNIT 1, DX LENNOX (ACCESS POC JIM RIDLEY 853-5443) | AHU-DX-LT5T | HVC | PM | FOS | OPERATING | 4 | 2024-05-10
YUAIAAX002 | F6-2375A | AIR HANDLING UNIT 2, S/N 2119481S3V ACCESS POC JIM RIDLEY 853-5443 | AHU-DX-LT5T | HVC | PM | FOS | OPERATING | 4 | 2024-05-10
YUAIACU001 | F6-2375A | CONDENSING UNIT, S/N W281826012 (ACCESS POC JIM RIDLEY 853-5443) | AHU-DX-Condenser | HVC | N/A | XSD | DECOMMISSIONED | 5 | 2022-09-07
YUAIACU001-R1 | F6-2375A | CONDENSING UNIT 1, S/N W281826012 (ACCESS POC JIM RIDLEY 853-5443) | AHU-DX-Condenser | HVC | PM | FOS | OPERATING | 3 | 2024-05-10
YUAIACU002 | F6-2375A | CONDENSING UNIT 2, S/N 21054GMRAF ACCESS POC JIM RIDLEY 853-5443 | AHU-DX-Condenser | HVC | PM | FOS | OPERATING | 3 | 2024-05-10
YUFFACP002 | F6-2375A | FACP, SIMPLEX 4007ES - F6-2375A | FACP | PSY | PM | FOS | OPERATING | 4 | 2022-08-30
YUFFART001 | F6-2375A | CENTRAL RADIO MONITORING SYSTEM (CRMS) TRANSCEIVER | CRMS | PSY | PM | FOS | OPERATING | 3 | 2023-08-03
YV501001 | K6-0545 | ROOF, GENERAL WAREHOUSE, BUR 12993 SF | Roof-BUR | STR | PM | FOS | OPERATING | 4 | 2023-11-02
YVA03001 | K6-0544 | PACKAGE A/C UNIT ADDISON S/N 081208201062 | AHU-DX-Package-LT5T | HVC | N/A | XSD | DECOMMISSIONED | 3 | 2018-12-06
YVFFACP001 | K6-0545 | SIMPLEX 4005 | FACP | PSY | PM | FOS | OPERATING | 4 | 2023-07-16
YVFH1040-R1 | K6-0545 | HYDRANT, FIRE, AMERICAN DARLING 5-1/4 2012 | Hydrant | WWS | PM | FOS | OPERATING | 4 | 2024-01-18
YVFH1060 | K6-0545 | HYDRANT, FIRE, AMERICAN DARLING 5-1/4 2012 | Hydrant | WWS | PM | FOS | OPERATING | 4 | 2023-12-22
YVFH1080-R1 | K6-0545 | HYDRANT, FIRE, AMERICAN DARLING 5-1/4 2012 | Hydrant | WWS | PM | FOS | OPERATING | 4 | 2024-01-18
YVFH1295-R1 | K6-0545 | HYDRANT, FIRE, AMERICAN DARLING 5-1/4 2013 | Hydrant | WWS | PM | FOS | OPERATING | 4 | 2023-12-28
YVFSYWS001 | K6-0545 | WET PIPE FIRE SPRINKLER SYSTEM w/GN2 | Wet Pipe | PSY | PM | FOS | OPERATING | 3 | 2023-11-02
YVS12001 | K6-0545 | BFP FEBCO 805YD 3" DC S/N 12201 W.UNIT FIRE FOR K6-0545 | BFP-Fire | WWS | PM | FOS | OPERATING | 4 | 2024-03-01
YVS12002 | K6-0545 | BFP FEBCO 805YD 3" DC S/N 12200 E.UNIT FIRE FOR K6-0545 | BFP-Fire | WWS | PM | FOS | OPERATING | 4 | 2024-03-01
YVS12003 | K6-0544 | BFP 1" Zurn 975XL V | BFP | WWS | PM | FOS | OPERATING | 3 | 2023-06-28
YX2ELITE | K6-1449 | LIGHTS, EMERGENCY & EXIT, K6-1449 | Emer-Exit Lights Self Testing | ELV | PM | FOS | OPERATING | 3 | 2016-07-07
YXA03001 | K6-1395 | PACKAGE A/C UNIT ADDISON S/N 051202501001 | AHU-DX-Package-LT5T | HVC | PM | FOS | OPERATING | 2 | 2019-06-20
YXFFACP001 | K6-1449 | FACP, SIMPLEX 4005 | FACP | PSY | PM | FOS | OPERATING | 4 | 2023-07-16
YXFH1220 | K6-1449 | HYDRANT, FIRE, MUELLER 4-1/4" 1991 | Hydrant | WWS | PM | FOS | OPERATING | 3 | 2024-03-28
YXFH1330 | K6-1449 | HYDRANT, FIRE. MUELLER 4-1/2" 1991 | Hydrant | WWS | PM | FOS | OPERATING | 5 | 2024-03-28
YXFSYWS001 | K6-1449 | WET PIPE FIRE SPRINKLER SYSTEM w/GN2 | Wet Pipe | PSY | PM/AS | NOS | DECOMMISSIONED | 3 | 2021-10-26
YXS12001 | K6-1449 | BFP FEBCO 825Y RPZ 3/4" S/N AD8389 | BFP | WWS | PM | FOS | OPERATING | 3 | 2022-11-14
YXS12004 | K6-1449 | BFP AMES 6", MDL 2000 DC, S/N 111094 | BFP-Fire | WWS | PM | FOS | OPERATING | 4 | 2024-05-01
YYE01001 | H6-1557 | SS 1131 75KVA 13.8KV-120/208V 3PH GE | Transformers-Oil-MV | EHV | N/A | XSD | DECOMMISSIONED | 3 | 2016-05-17
YYE01001-R1 | H6-1557 | SS 1131 45KVA 13.2KV-208/120V OIL TYPE PDMT COOPER | Transformers-Oil-MV | EHV | PM | FOS | OPERATING | 4 | 2024-05-10
YYE0200101 | K6-1141 | Relay, G&W Type 3, Overcurrent, VFI 795 Position V1 | Relays-MV | EHV | PM | FOS | OPERATING | 4 | 2023-09-05
YYE0200102 | K6-1141 | Relay, G&W Type 3, Overcurrent, VFI 795 Position V2 | Relays-MV | EHV | PM | FOS | OPERATING | 4 | 2023-09-06
Z1501002 | M7-0609 | ROOF, BUILT-UP, 1000 SF | Roof-BUR | STR | PM | FOS | OPERATING | 4 | 2023-06-14
Z1F11001 | M7-0609 | FACP, PYTRONICS CP-400 | FACP | PSY | PM/TS | NOS | DECOMMISSIONED | 1 | 2020-05-28
Z1F20001 | M7-0609 | WET PIPE SPRINKLER SYSTEM | Wet Pipe | PSY | PM | FOS | OPERATING | 3 | 2024-04-26
Z1FFART001 | M7-0609 | CENTRAL RADIO MONITORING SYSTEM (CRMS) TRANSCEIVER | CRMS | PSY | PM | FOS | OPERATING | 2 | 2024-04-19
Z1S01001 | M7-0609 | PUMP FIRE FAIRBANKS S/N K4A1-023398 | Pump-Fire | WWS | PM | FOS | OPERATING | 3 | 2024-05-10
Z1S12001 | M7-0609 | BFP WATTS 10" DC OSY S/N 400516 SOUTH UNIT | BFP-Fire | WWS | PM | FOS | OPERATING | 4 | 2024-04-05
Z1S12002 | M7-0609 | BFP WATTS 10" DC OSY S/N 400515 NORTH UNIT | BFP-Fire | WWS | PM | FOS | OPERATING | 4 | 2024-04-05
Z4301001 | K8-0600 | SAFETY SHOWER / EYEWASH, SPEAKMAN | Shwr-Eyewash | WWS | N/A | XSD | DECOMMISSIONED | 4 | 2015-02-23
Z4501002A | K8-0590A | SEA RADAR TOWER | Tower | STR | N/A | XSD | DECOMMISSIONED | 1 | 2018-01-11
Z4501002B | K8-0590B | SEA RADAR TOWER | Tower | STR | PM | FOS | OPERATING | 5 | 2020-09-08
Z4AIAUA001 | K8-0600 | WALL UNIT, BARD | AHU-DX-Wall | HVC | N/A | XSD | DECOMMISSIONED | 4 | 2011-05-27
Z4AIAUA002 | K8-0590 | WINDOW UNIT | AHU-DX-Window | HVC | N/A | XSD | DECOMMISSIONED | 4 | 2011-06-07
Z4E01001 | K8-0741 | SS 1135 75KVA 13.8KV-208/120V OIL PDMT ROBERTS | Transformers-Oil-MV | EHV | PM | FOS | OPERATING | 4 | 2023-06-15
Z4E02001 | K8-0590 | SS 1146 75KVA 13.2KV-208/120V OIL TYPE PDMT COOPER | Transformers-Oil-MV | EHV | PM | FOS | OPERATING | 1 | 2023-10-27
Z4E90001 | K8-0590B | GROUNDING SYSTEM FACILITY | Grounding | ELV | PM | FOS | OPERATING | 4 | 2021-04-02
Z4FFACP001 | K8-0600 | FACP, SIMPLEX 4006 | FACP | PSY | PM | FOS | OPERATING | 2 | 2023-05-03
Z4LAD0001 | K8-0590B | LAD-SAF SYSTEM | Ladder | STR | PM | FOS | OPERATING | 4 | 2023-08-02
Z4S01002 | K8-0600 | WASTEWATER TANK | Tanks-Septic | WWS | RTF | FOS | OPERATING | 3 | 2024-03-08
Z4S12001 | K8-0600 | BFP DCVA 2" WILKINS-ZURN 975XL | BFP | WWS | N/A | XSD | DECOMMISSIONED | 3 | 2015-05-22
Z7E01001 | M6-1025 | SS 142 2500KVA 13.2KV/480V COOPER PDMT | Transformers-Oil-MV | EHV | N/A | XSD | DECOMMISSIONED | 4 | 2013-11-06
Z7E02001 | M6-1025 | SS 143 2500KVA 13.2KV/480V COOPER PDMT | Transformers-Oil-MV | EHV | N/A | NIC | NOT_IN_CONTRACT | 4 | 2013-11-06
Z7E03001 | M6-1025 | SS 144 2500KVA 13.2KV/480V COOPER PDMT | Transformers-Oil-MV | EHV | N/A | XSD | DECOMMISSIONED | 4 | 2013-11-06
Z7FFART001 | M6-1025 | CENTRAL RADIO MONITORING SYSTEM (CRMS) TRANSCEIVER | CRMS | PSY | PM | FOS | OPERATING | 3 | 2023-08-07
Z7FH1025 | M6-1025 | HYDRANT, FIRE, MUELLER 5-1/4" 2002 | Hydrant | WWS | PM | FOS | OPERATING | 4 | 2023-07-25
Z7FH1082 | M6-1025 | HYDRANT, FIRE, MUELLER 5-1/4" 2002 | Hydrant | WWS | PM | FOS | OPERATING | 4 | 2023-07-13
Z7FH1100 | M6-1025 | HYDRANT, FIRE, MUELLER, 5-1/4, 2001 | Hydrant | WWS | PM | FOS | OPERATING | 4 | 2023-07-21
Z7FH1115 | M6-1025 | HYDRANT, FIRE, MUELLER 5-1/4" 2002 | Hydrant | WWS | PM | FOS | OPERATING | 4 | 2023-07-07
Z7FH1170 | M6-1025 | HYDRANT, FIRE, MUELLER 5-1/4" 2002 | Hydrant | WWS | PM | FOS | OPERATING | 4 | 2023-07-12
Z7FH1220 | M6-1025 | HYDRANT, FIRE, MUELLER 5-1/4" 2002 | Hydrant | WWS | PM | FOS | OPERATING | 4 | 2023-07-07
Z7FH1270 | M6-1025 | HYDRANT, FIRE, MUELLER 5-1/4" 2002 | Hydrant | WWS | PM | FOS | OPERATING | 4 | 2023-07-13
Z7FH1305 | M6-1025 | HYDRANT, FIRE, MUELLER 5-1/4" 2002 | Hydrant | WWS | PM | FOS | OPERATING | 4 | 2023-07-12
Z7FKPCP074 | M6-1025 | INTELLIGENT SYSTEM CONTROLLER #92 | ESS | PSY | N/A | XSD | DECOMMISSIONED | 3 | 2012-02-09
Z7S12001 | M6-1025 | BFP WILKINS 8" DC M/N 950 S/N 16889 | BFP-Fire | WWS | PM | FOS | OPERATING | 4 | 2024-04-05
Z7S12002 | M6-1025 | BFP WILKINS 4" RP M/N 375 S/N L04938 | BFP | WWS | PM | FOS | OPERATING | 4 | 2024-01-04
Z7S12003 | M6-1025 | BFP WILKINS 4" RP M/N 375 S/N L04953 | BFP | WWS | PM | FOS | OPERATING | 4 | 2024-01-04
Z7S12005 | M6-1025 | BFP, WATTS, 2â€ RP, MDL 009M2 S/N A24467 | BFP | WWS | PM | FOS | OPERATING | 4 | 2024-01-04
ZA1310001 | L6-0146 | WATER SOFTENER |  | WWS | N/A | NIC | NOT_IN_CONTRACT | 3 | 2011-03-07
ZA2ELITE | L6-0146 | LIGHTS, EMERGENCY & EXIT, L6-0146 | Emer-Exit Lights Self Testing | ELV | PM | FOS | OPERATING | 3 | 2017-10-03
ZA308002 | L6-0146 | FILTER, WATER, CUNO |  | WWS | N/A | NAB | ABANDONED | 4 | 2011-01-12
ZA308003 | L6-0146 | FILTER, WATER, CUNO |  | WWS | N/A | NAB | ABANDONED | 4 | 2011-01-12
ZA308004 | L6-0146 | WATER FILTER, MODEL TRI-L-10 | Filters-Water | WWS | PMHL | FOS | OPERATING | 4 | 2015-03-11
ZA601001 | L6-0146 | Elevator BFF E&A, Hydraulic, 25 HP, with 134 Gallon Tank | Elevator, Hydraulic | MEC | PM | FOS | OPERATING | 4 | 2024-04-05
ZA903001 | L6-0146 | FREEZER/COOLER UNIT ATLAS M/N WF5RB5 |  | HVC | N/A | NIC | NOT_IN_CONTRACT | 4 | 2010-08-11
ZA905001 | L6-0146 | REFRIGERATOR TRAULSEN M/N RLT232NUT |  | HVC | N/A | NIC | NOT_IN_CONTRACT | 4 | 2010-08-11
ZAAIAFC007 | L6-0146 | Fan Coil Unit 7 | AHU-CHW-FCU-Special | HVC | PM | FOS | OPERATING | 4 | 2024-04-10
ZAAIAFC008 | L6-0146 | Fan Coil Unit 8 | AHU-CHW-FCU-Special | HVC | PM | FOS | OPERATING | 3 | 2024-04-02
ZAARWIM001 | L6-0146 | ICE MACHINE, CUBE, MANITOWOC, S/N 020260925 |  | HVC | N/A | NIC | NOT_IN_CONTRACT | 2 | 2011-01-26
ZAARWIM002 | L6-0146 | Ice Machine, E&A | Refrigeration-Ice Machine-Cube | HVC | PM | FOS | OPERATING | 3 | 2024-05-04
ZAFFAAS001 | L6-0146 | AIR SAMPLING DETECTION SYSTEM-VESDA | ASSD | PSY | PM | FOS | OPERATING | 3 | 2024-05-11
ZAFFAAS002 | L6-0146 | AIR SAMPLING DETECTION SYSTEM-VESDA | ASSD | PSY | PM | FOS | OPERATING | 3 | 2024-05-11
ZAFFACP001 | L6-0146 | FACP-SEIMENS XLS FIREFINDER | FACP | PSY | N/A | XSD | DECOMMISSIONED | 4 | 2018-08-16
ZAFFACP002 | L6-0146 | FACP-SEIMENS XLS FIREFINDER | FACP | PSY | PM | FOS | OPERATING | 3 | 2024-04-29
ZAFFART001 | L6-0146 | CENTRAL RADIO MONITORING SYSTEM (CRMS) TRANSCEIVER | CRMS | PSY | PM | FOS | OPERATING | 3 | 2023-08-15
ZAFFART002 | L6-0146 | CENTRAL RADIO MONITORING SYSTEM (CRMS) TRANSCEIVER | CRMS | PSY | PM | FOS | OPERATING | 3 | 2023-08-15
ZAFH1045 | L6-0146 | HYDRANT, FIRE, MUELLER 4-1/2, 1984 | Hydrant | WWS | PM | FOS | OPERATING | 2 | 2024-03-11
ZAFH1315 | L6-0146 | HYDRANT, FIRE, MUELLER 4-1/2, 1984 | Hydrant | WWS | PM | FOS | OPERATING | 2 | 2024-03-11
ZAFSYWS001 | L6-0146 | WET PIPE FIRE SPRINKLER w/GN2 | Wet Pipe | PSY | PM | FOS | OPERATING | 3 | 2023-11-07
ZF501002A | J7-0637A | ROOF, RAIN SHELTER, METAL, 630 SF | Roof-Metal | STR | PM | FOS | OPERATING | 2 | 2021-10-01
ZL302001 | M7-0355B | FILTER, WATER, STRING, CUNO | Filters-Water | WWS | PM | FOS | OPERATING | 3 | 2024-01-18
ZLAHCOZ001-R1 | K6-0947E | OZONE GENERATOR, S/N 2124 | Ozone Generator | HVC | N/A | XSD | DECOMMISSIONED | 3 | 2018-07-17
ZLAHCOZ002 | M7-0355B | OZONE GENERATOR, O&C, S/N CH-CFS6A-237 | Ozone Generator | HVC | N/A | XSD | DECOMMISSIONED | 4 | 2013-03-18
ZLAHCOZ002-R1 | M7-0355B | OZONE GENERATOR, O&C, S/N 13014.06151501 | Ozone Generator | HVC | PM | FOS | OPERATING | 3 | 2023-08-29
ZLAIAUA001 | M7-0355B | A/C UNIT, WALL MOUNTED | AHU-DX-Wall | HVC | N/A | XSD | DECOMMISSIONED | 4 | 2010-11-20
ZLE01004 | M7-0355D | MCC-A | MCC | ELV | PM | FOS | OPERATING | 5 | 2022-09-16
ZLE02001 | M7-0355D | MCC-B | MCC | ELV | PM | FOS | OPERATING | 4 | 2024-03-09
ZLS12001 | M7-0355 | BFP FEBCO 3/4", RP, MODEL 825Y, S/N H 04743 | BFP | WWS | N/A | XSD | DECOMMISSIONED | 4 | 2017-02-20
ZLS12001-R1 | M7-0355 | BFP WATTS 3/4", RP, MODEL 909QT S/N 59655 | BFP | WWS | PM | FOS | OPERATING | 3 | 2024-03-13
ZO101001 | K6-0895 | EXHAUST FAN-BD; ROOF ADJECENT TO ACCESS LADDER | Fan-Exhaust-LT100HP | MEC | RTF | FOS | OPERATING | 4 | 2010-10-28
ZO308001 | K6-0895 | EYEWASH HAWS S/N H5A12W88_ACCESS 1-5026 | Shwr-Eyewash | WWS | PM | FOS | OPERATING | 3 | 2023-09-26
ZO501002 | K6-0895 | ROOF, OPF PUMP HOUSE, 3400 SF | Roof-BUR | STR | PM | FOS | OPERATING | 3 | 2023-12-06
ZO501003 | K6-0896 | ROOF, WATER PUMP STATION, METAL, 4000 SF | Roof-Metal | STR | PM | FOS | OPERATING | 3 | 2024-04-19
ZO601001 | K6-0895 | HOIST, 3 TON BUDGET CHAIN | Hoist | MEC | PM/AS | FOS | OPERATING | 4 | 2013-10-31
ZOACACP001 | K6-0895 | Air Compressor, 5 HP, Quincy | Compressors-Air-Reciprocating | HVC | PM | FOS | OPERATING | 3 | 2024-04-10
ZOACACP002 | K6-0896 | Air Compressor, 5 HP Twin, Quincy 325 | Compressors-Air-Reciprocating | HVC | PM | FOS | OPERATING | 3 | 2024-04-02
ZOAIAUA001 | K6-0896 | Package AC Unit | AHU-DX-Package-LT5T | HVC | PM | FOS | OPERATING | 3 | 2024-04-01
ZOBP1001 | K6-0896 | Pump, Water Booster #1 | Pump-Secondary Booster | WWS | PM | FOS | OPERATING | 4 | 2024-04-22
ZOBP2001 | K6-0896 | Pump, Water Booster #2 | Pump-Secondary Booster | WWS | PM | FOS | OPERATING | 3 | 2024-04-22
ZOBP3001 | K6-0896 | Pump, Water Booster #3 | Pump-Secondary Booster | WWS | PM | FOS | OPERATING | 3 | 2024-04-18
ZOE01001 | K6-0896 | SS 851 750KVA 13.8KV-480/277V FR3 OIL PDMT COOPER | Transformers-Oil-MV | EHV | PM/PT | FOS | OPERATING | 4 | 2023-07-23
ZOF20001 | K6-0895 | SPRINKLER SYSTEM CHECK FIRE ALARM w/GN2 | Wet Pipe | PSY | PM | FOS | OPERATING | 3 | 2023-12-06
ZOFACFG001 | K6-0896 | BLDG. K6-0896 ELV FACILITY GROUNDING SUBSYSTEMS | Grounding | ELV | PMHL | FOS | OPERATING | 1 | 2022-06-05
ZOFCB001 | K6-0895 | OPF Pump House, Fire Engine No. 1 Cranking Batteries | Battery-Fire-Engine | WWS | PMHL | FOS | OPERATING | 4 | 2013-03-26
ZOFCP001 | K6-0895 | OPF Pump House, Fire Engine Control Panel No. 1 | Controls-Fire-Pump | WWS | N/A | XSD | DECOMMISSIONED | 3 | 2020-08-25
ZOFCP002 | K6-0895 | OPF Pump House, Fire Engine Control Panel No. 2 | Controls-Fire-Pump | WWS | N/A | XSD | DECOMMISSIONED | 3 | 2019-08-21
ZOFCP003 | K6-0895 | OPF Pump House, Fire Engine Control Panel No. 3 | Controls-Fire-Pump | WWS | N/A | XSD | DECOMMISSIONED | 3 | 2020-08-26
ZOFFACP001 | K6-0896 | FACP SIMPLEX 4005 | FACP | PSY | PM | FOS | OPERATING | 3 | 2023-07-24
ZOFFART001 | K6-0896 | CENTRAL RADIO MONITORING SYSTEM (CRMS) TRANSCEIVER | CRMS | PSY | PM | FOS | OPERATING | 2 | 2023-07-25
ZOFFART002 | K6-0895 | CENTRAL RADIO MONITORING SYSTEM (CRMS) TRANSCEIVER | CRMS | PSY | PM | FOS | OPERATING | 3 | 2023-06-20
ZOFFART003 | K6-0895 | CENTRAL RADIO MONITORING SYSTEM (CRMS) TRANSCEIVER | CRMS | PSY | PM | FOS | OPERATING | 3 | 2023-06-20
ZOFFP001 | K6-0895 | OPF Pump House, Firex Pump No. 1 | Pump-Fire-Diesel | WWS | N/A | XSD | DECOMMISSIONED | 3 | 2021-07-20
ZOFFP002 | K6-0895 | OPF Pump House, Firex Pump No. 2 | Pump-Fire-Diesel | WWS | N/A | XSD | DECOMMISSIONED | 3 | 2020-07-27
ZOFFP003 | K6-0895 | OPF Pump House, Firex Pump No. 3 | Pump-Fire-Diesel | WWS | N/A | XSD | DECOMMISSIONED | 3 | 2021-07-20
ZOFH1180 | K6-0895 | HYDRANT, FIRE, MUELLER 5-1/4" 1975 | Hydrant | WWS | PM | FOS | OPERATING | 4 | 2023-04-27
ZOFJP001 | K6-0895 | OPF Pump House, Jockey Pump JP-1 | Pump-Fire-Jockey | WWS | N/A | XSD | DECOMMISSIONED | 3 | 2013-08-22
ZOFS4002 | K6-0895 | FA, SIMPLEX 4002, OPF PUMPHOUSE | FACP | PSY | PM | FOS | OPERATING | 3 | 2023-06-17
ZOFSYWS001 | K6-0896 | WET PIPE SPRINKLER SYSTEM | Wet Pipe | PSY | PM | FOS | OPERATING | 3 | 2024-01-10
ZOFVP001 | K6-0895 | PRV, OPF PH Fire Pump #1 Relief Valve, 8-FCV-1 | Valves-PRV | WWS | N/A | XSD | DECOMMISSIONED | 3 | 2021-01-19
ZOFVP002 | K6-0895 | PRV, OPF PH Fire Pump #2 Relief Valve, 8-FCV-2 | Valves-PRV | WWS | N/A | XSD | DECOMMISSIONED | 3 | 2020-01-27
ZOFVP003 | K6-0895 | PRV, OPF PH Fire Pump #3 Relief Valve, 8-FCV-3 | Valves-PRV | WWS | N/A | XSD | DECOMMISSIONED | 3 | 2021-01-19
ZOFVP004 | K6-0895 | PRV, OPF PH Jockey Pump Relief Valve, JPV-9 | Valves-PRV | WWS | N/A | XSD | DECOMMISSIONED | 3 | 2021-01-25
ZOFWDCP001 | K6-0895 | Fire Engine Control Panel No. 1,OPF Pump House, | Controls-Fire-Pump | WWS | PM | FOS | OPERATING | 3 | 2021-11-05
ZOFWDCP003 | K6-0895 | Fire Engine Control Panel No. 3, OPF Pump House | Controls-Fire-Pump | WWS | PM | FOS | OPERATING | 3 | 2023-12-15
ZOFWDCV041 | K6-0895 | Control Valve, Pump 1 Relief Valve Bypass, 4-MOV-1 (A541439) | Valves-Fire | WWS | PM | FOS | OPERATING | 3 | 2024-03-06
ZOFWDCV042 | K6-0895 | Control Valve, Pump No. 2 Relief Valve Bypass 4-MGV-2 (A541467) | Valves-Fire | WWS | PM | FOS | OPERATING | 4 | 2024-03-08
ZOFWDCV043 | K6-0895 | Control Valve, Pump 3 Relief Valve Bypass 4-MGV-3 (A541496) | Valves-Fire | WWS | PM | FOS | OPERATING | 3 | 2024-03-05
ZOFWDCV081 | K6-0895 | Control Valve, Pump 1 Flow Control, 8-BUF-1 (A541443) | Valves-Fire | WWS | PM | FOS | OPERATING | 3 | 2024-03-06
ZOFWDCV082 | K6-0895 | Control Valve, Pump No. 2 Flow Control, 8-BUF-2 (A541471 | Valves-Fire | WWS | PM | FOS | OPERATING | 4 | 2024-03-08
ZOFWDCV083 | K6-0895 | Control Valve, Pump 3 Flow Control 8-BUF-3 (A541499) | Valves-Fire | WWS | PM | FOS | OPERATING | 4 | 2024-03-08
ZOFWDCV101 | K6-0895 | Control Valve, Test Header Ball Valve 10-BAF-1 (A541508) | Valves-Fire | WWS | PM | FOS | OPERATING | 3 | 2024-03-05
ZOFWDCV102 | K6-0895 | Control Valve, Test Header Butterfly Valve 10-BUF-1 (A541509) | Valves-Fire | WWS | PM | FOS | OPERATING | 3 | 2024-03-05
ZOFWDCV121 | K6-0895 | Control Valve, Supply Plug Valve 12-WPF-1 (A541510) | Valves-Fire | WWS | PM | FOS | OPERATING | 3 | 2024-03-08
ZOFWDCV141 | K6-0895 | Control Valve, Pump 1 Test 14-GAF-14 (A541477) | Valves-Fire | WWS | PM | FOS | OPERATING | 3 | 2024-03-21
ZOFWDCV142 | K6-0895 | Control Valve, Pump No. 2, Test 14-GAF-2 (A541475) | Valves-Fire | WWS | PM | FOS | OPERATING | 3 | 2024-03-14
ZOFWDCV143 | K6-0895 | Control Valve, Pump 3 Test 14-GAF-3 (A541503) | Valves-Fire | WWS | PM | FOS | OPERATING | 3 | 2024-03-21
ZOFWDCV161 | K6-0895 | Control Valve, Pump 1 Discharge 16-GAF-1 (A541445) | Valves-Fire | WWS | PM | FOS | OPERATING | 3 | 2024-03-21
ZOFWDCV162 | K6-0895 | Control Valve, Pump No. 2 Discharge, 16-GAF-2 (A541473) | Valves-Fire | WWS | PM | FOS | OPERATING | 3 | 2024-03-21
ZOFWDCV163 | K6-0895 | Control Valve, Pump 3 Discharge 16-GAF-3 (A541501) | Valves-Fire | WWS | PM | FOS | OPERATING | 3 | 2023-03-21
ZOFWDCV181 | K6-0895 | Control Valve, Pump 1 Suction 18-GAF-1 (A541380) | Valves-Fire | WWS | PM | FOS | OPERATING | 4 | 2024-03-20
ZOFWDCV182 | K6-0895 | Control Valve, Pump No. 2 Suction, 18-GAF-2 (A541449) | Valves-Fire | WWS | PM | FOS | OPERATING | 3 | 2024-03-14
ZOFWDCV183 | K6-0895 | Control Valve Pump 3 Suction 18-GAF-3 (A541477) | Valves-Fire | WWS | PM | FOS | OPERATING | 4 | 2024-03-20
ZOFWDPD001 | K6-0895 | Fire Pump No. 1, OPF Pump House, P1 (A541423) | Pump-Fire-Diesel | WWS | PM | FOS | OPERATING | 3 | 2024-05-07
ZOFWDPD003 | K6-0895 | Fire Pump No. 3, OPF Pump House, P3 (A541482) | Pump-Fire-Diesel | WWS | PM | FOS | OPERATING | 3 | 2024-05-07
ZOFWDRV081 | K6-0895 | PRV, OPF PH Fire Pump #1 Relief Valve, 8-FCV-1 (A541442) | Valves-PRV | WWS | PM | FOS | OPERATING | 3 | 2024-01-20
ZOFWDRVJP9 | K6-0895 | PRV, OPF PH Jockey Pump Relief Valve, JPV-9 (A541397) | Valves-PRV | WWS | PM | FOS | OPERATING | 3 | 2024-01-20
ZOJP1001 | K6-0896 | Pump, Jockey #1 | Pump-Secondary Booster | WWS | PM | FOS | OPERATING | 3 | 2024-04-18
ZOJP2001 | K6-0896 | Pump, Jockey #2 | Pump-Secondary Booster | WWS | PM | FOS | OPERATING | 3 | 2024-04-18
ZOS01002 | K6-0895 | Gate Valve, 18 Inch, OPF Pump House | Valves-Fire | WWS | N/A | XSD | DECOMMISSIONED | 3 | 2021-03-05
ZOS01003 | K6-0895 | OPF Pump House, 16 Inch Gate Valve | Valves-Fire | WWS | N/A | XSD | DECOMMISSIONED | 4 | 2021-03-09
ZOS01004 | K6-0895 | Gate Valve, 14 Inch, OPF Pump House | Valves-Fire | WWS | N/A | XSD | DECOMMISSIONED | 4 | 2021-03-09
ZOS02002 | K6-0895 | OPF Pump House, Pump No. 2, 18 Inch Gate Valve | Valves-Fire | WWS | N/A | XSD | DECOMMISSIONED | 4 | 2021-03-09
ZOS02003 | K6-0895 | OPF Pump House, Pump No. 2, 16 Inch Gate Valve | Valves-Fire | WWS | N/A | XSD | DECOMMISSIONED | 4 | 2021-03-09
ZOS02004 | K6-0895 | OPF Pump House, Pump No. 2, 14 Inch Gate Valve | Valves-Fire | WWS | N/A | XSD | DECOMMISSIONED | 3 | 2021-03-05
ZOS03002 | K6-0895 | Gate Valve, 18 Inch, OPF Pump House, Pump No. 3 | Valves-Fire | WWS | N/A | XSD | DECOMMISSIONED | 4 | 2021-03-09
ZOS03003 | K6-0895 | Gate Valve, 16 Inch, OPF Pump House, Pump No. 3 | Valves-Fire | WWS | N/A | XSD | DECOMMISSIONED | 3 | 2021-03-05
ZOS03004 | K6-0895 | Gate Valve, 14 Inch, OPF Pump House, Pump No. 3 | Valves-Fire | WWS | N/A | XSD | DECOMMISSIONED | 3 | 2021-03-05
ZOS11001 | K6-0895 | Air Compressor, 5 HP, Quincy | Compressors-Air-Reciprocating | HVC | N/A | XSD | DECOMMISSIONED | 4 | 2015-09-25
ZOS12001 | K6-0895 | BFP 4", WILKINS DBL CHK, M/N 350, S/N J02782 | BFP | WWS | PM | FOS | OPERATING | 3 | 2023-12-21
ZOS12001-D | K6-0895 | Air Compressor, 5 HP, Quincy, Diesel Driven | Compressors-Air-Reciprocating | HVC | PM | FOS | OPERATING | 2 | 2016-03-02
ZOS12002 | K6-0895 | BFP WATTS 1" RPZ, MODEL 009, S/N 209166 | BFP | WWS | PM | FOS | OPERATING | 4 | 2023-12-21
ZOS12003 | K6-0896 | BFP AMES DC 200, 4", S/N MK-5109 | BFP-Fire | WWS | PM | FOS | OPERATING | 4 | 2024-04-25
ZR203001 | M6-1724 | LIGHTNING PROTECTION | Lightning Prot | ELV | PM | FOS | OPERATING | 4 | 2021-03-21
ZR2ELITE | M6-1724 | LIGHTS, EMERGENCY & EXIT, M6-1724 | Emer-Exit Lights Self Testing 2 | ELV | RTF | FOS | OPERATING | 3 | 2017-10-05
ZR302002 | M6-1724 | FILTER, WATER | Filters-Water | WWS | PM | FOS | OPERATING | 3 | 2024-01-30
ZR501002 | M6-1723 | ROOF, M6-1723 REDIST&MKT OF(1100)ADD(200)SF | Roof-Shingle | STR | N/A | XSD | DECOMMISSIONED | 4 | 2012-11-12
ZR506001 | M6-1724 | GATE, MOTORIZED WEST | Gates-Motorized | MEC | PM | FOS | OPERATING | 4 | 2024-01-17
ZR506002 | M6-1724 | GATE, MOTORIZED EAST | Gates-Motorized | MEC | PM | FOS | OPERATING | 4 | 2024-01-17
ZRA01001 | M6-1723 | AHU DX TRANE S/N S39465913 WEST WALL | AHU-DX-5T_30T | HVC | N/A | XSD | DECOMMISSIONED | 4 | 2013-06-19
ZRA01002 | M6-1723 | CONDENSING UNIT | AHU-DX-Condenser | HVC | N/A | XSD | DECOMMISSIONED | 4 | 2012-06-27
ZRA01003 | M6-1731 | WALL UNIT | AHU-DX-Wall | HVC | N/A | NAB | ABANDONED | 4 | 2010-12-03
ZRAIAAX001 | M6-1724 | AIR HANDLER UNIT | AHU-DX-5T_30T | HVC | PM | FOS | OPERATING | 3 | 2023-05-11
ZRAIAAX002-R1 | M6-1724 | AIR HANDLER UNIT | AHU-DX-5T_30T | HVC | PM | FOS | OPERATING | 3 | 2024-01-28
ZRAIACU001 | M6-1724 | CONDENSING UNIT | AHU-DX-Condenser | HVC | PM | FOS | OPERATING | 4 | 2023-05-29
ZRAIACU002-R1 | M6-1724 | CONDENSING UNIT | AHU-DX-Condenser | HVC | PM | FOS | OPERATING | 3 | 2023-05-18
ZRE02001 | M6-1724 | SS 130 75KVA 13.2KV/480V PDMT | Transformers-Oil-MV | EHV | PT | FOS | OPERATING | 4 | 2022-05-16
ZRFKPCP001 | M6-1724 | INTELLIGENT SYSTEM CONTROLLER #01 | ESS | PSY | PM | FOS | OPERATING | 4 | 2024-02-21
ZRFLEG2001 | M6-1724 | TRAFFIC CONTROL SYSTEM SECURITY GATE 2 | Traffic | PSY | PM | FOS | OPERATING | 2 | 2023-02-25
ZRS12001 | M6-1724 | BFP WILKINS-ZURN 3/4" RPZ MODEL# 975XL, S/N WO61924 | BFP | WWS | PM | FOS | OPERATING | 3 | 2024-03-26
ZSE01001 | H7-1682 | SS 1141 25KVA 13.8KV-240/120V 1PH OIL TYPE PDMT COOPER | Transformers-Oil-MV | EHV | PM | FOS | OPERATING | 4 | 2024-01-26
ZTAIAUA001 | K6-0746 | WALL UNIT, BARD | AHU-DX-Wall | HVC | N/A | XSD | DECOMMISSIONED | 3 | 2011-05-04
ZTAIAUA002 | K6-0746 | WALL UNIT, BARD | AHU-DX-Wall | HVC | N/A | XSD | DECOMMISSIONED | 3 | 2011-05-04
ZTFFACP001 | K6-0746 | FACP, SIMPLEX 4006 | FACP | PSY | PM | FOS | OPERATING | 3 | 2024-04-18
ZTFFART001 | K6-0746 | CENTRAL RADIO MONITORING SYSTEM (CRMS) TRANSCEIVER | CRMS | PSY | PM | FOS | OPERATING | 3 | 2023-04-16
ZTFH1050 | UK-0031 | HYDRANT, FIRE, MUELLER 1980 | Hydrant | WWS | N/A | XSD | DECOMMISSIONED | 3 | 2015-04-13
ZTFSYWS001 | K6-0746 | WET PIPE FIRE SPRINKLER SYSTEM w/GN2 | Wet Pipe | PSY | PM | FOS | OPERATING | 3 | 2023-12-20
ZTS12001 | K6-0746 | BFP DCVA 4" ZURN-WILKINS 350A, S/N U0325, FIRE FOR K6-0746 | BFP-Fire | WWS | PM | FOS | OPERATING | 4 | 2024-03-21
ZV501003 | K6-0547 | ROOF, MPL BREAK RM, SINGLE PLY 1440 SF | Roof-Single Ply | STR | PM | FOS | OPERATING | 3 | 2023-11-06
ZVF03770001 | K6-0547 | PACKAGE UNIT, BARD | AHU-DX-Wall | HVC | RTF | FOS | OPERATING | 4 | 2011-05-27
ZVF03770002 | K6-0547 | PACKAGE UNIT, BARD | AHU-DX-Wall | HVC | RTF | FOS | OPERATING | 4 | 2011-05-27
ZVFFACP001 | K6-0547 | FACP, SIMPLEX 4006 | FACP | PSY | PM | FOS | OPERATING | 3 | 2024-04-27
ZVFSYWS001 | K6-0547 | WET PIPE FIRE SPRINKLER SYSTEM w/GN2 | Wet Pipe | PSY | PM | FOS | OPERATING | 3 | 2024-05-06
ZVS12001 | K6-0547 | BFP DCVA 4" WILKINS-ZURN 350A S/N U03660 | BFP-Fire | WWS | PM | FOS | OPERATING | 4 | 2024-03-01
ZW201001 | K6-0794 | LIGHTNING PROTECTION | Lightning Prot | ELV | PM | FOS | OPERATING | 4 | 2021-06-11
ZW2ELITE | K6-0794 | LIGHTS, EMERGENCY & EXIT, K6-0794 | Emer-Exit Lights | ELV | PM | FOS | OPERATING | 3 | 2024-04-23
ZW301002 | K6-0794 | EYEWASH, SAFETY | Shwr-Eyewash | WWS | PM | FOS | OPERATING | 3 | 2024-04-08
ZW301003 | K6-0794 | EYEWASH, SAFETY, WESTERN, M/N 7612891B | Shwr-Eyewash | WWS | PM | FOS | OPERATING | 3 | 2024-04-08
ZW301004 | K6-0794 | EYEWASH, SAFETY, WESTERN, M/N 761W901B | Shwr-Eyewash | WWS | PM | FOS | OPERATING | 3 | 2024-04-08
ZW301005 | K6-0794 | EYEWASH, SAFETY, WESTERN, M/N 761W901B | Shwr-Eyewash | WWS | PM | FOS | OPERATING | 3 | 2024-04-08
ZW301006 | K6-0794 | EYEWASH, SAFETY, WESTERN, M/N 761W901B | Shwr-Eyewash | WWS | PM | FOS | OPERATING | 3 | 2024-04-08
ZW301007 | K6-0794 | EYEWASH, SAFETY, WESTERN, M/N 761W901B | Shwr-Eyewash | WWS | PM | FOS | OPERATING | 3 | 2024-04-08
ZW301008 | K6-0794 | SHOWER & EYEWASH SAFETY HAWS MN 8300 SIDE POL | Shwr-Eyewash | WWS | PM | FOS | OPERATING | 3 | 2024-04-05
ZW301009 | K6-0794 | SHOWER & EYEWASH SAFETY HAWS MN8300 | Shwr-Eyewash | WWS | PM | FOS | OPERATING | 3 | 2024-04-08
ZW308001 | K6-0794 | FILTER, NSA, S/N 1506264 , ON ZW901004 | Filters-Water | WWS | PM | FOS | OPERATING | 3 | 2024-01-09
ZW308002 | K6-0794 | FILTER, WATER, CUNO, ON FOUNTAIN ZW901001 | Filters-Water | WWS | N/A | XSD | DECOMMISSIONED | 3 | 2023-03-27
ZW308003 | K6-0794 | FILTER, WATER, CUNO, ON FOUNTAIN ZW901002 | Filters-Water | WWS | N/A | XSD | DECOMMISSIONED | 3 | 2023-04-19
ZW501002 | K6-0794 | ROOF, THERMAL PROTECTION SERVICE FAC 37648 SF | Roof-Metal | STR | PM | FOS | OPERATING | 2 | 2023-08-02
ZW600000 | K6-0794 | Elevator, Hydraulic TPS Facility, wtih 143 Gallon Tank | Elevator, Hydraulic | MEC | PM | FOS | OPERATING | 4 | 2024-05-03
ZW908004 | K6-0794 | FILTER, WATER, CUNO, ON FOUNTAIN ZW901003 | Filters-Water | WWS | PM | FOS | OPERATING | 3 | 2023-02-23
ZWA00001 | K6-0794 | HVAC Control Air Compressor (220 V, Service Disconnect Located in Room 203) | Compressors-Air-Reciprocating | HVC | PM | FOS | OPERATING | 3 | 2024-03-26
ZWA07001 | K6-0794 | Air Handler Unit, AHU-8 (480 V, Service Disconnect mounted on unit) | AHU-CHW-5T_30T | HVC | PM | FOS | OPERATING | 1 | 2024-02-27
ZWA07003 | K6-0794 | Air Handler Unit, AHU-1 (480 V, Service Disconnect Located in Rm 118) | AHU-CHW-5T_30T | HVC | PM | FOS | OPERATING | 3 | 2024-02-27
ZWA07004 | K6-0794 | Air Handler Unit, AHU-2 (480 V, Service Disconnect Located in Rm 203) | AHU-CHW-5T_30T | HVC | PM | FOS | OPERATING | 1 | 2024-02-24
ZWA07005 | K6-0794 | Air Handler Unit, AHU-3 (480 V, Service Disconnect Located in Rm 203) | AHU-CHW-5T_30T | HVC | PM | FOS | OPERATING | 1 | 2024-02-27
ZWA07006 | K6-0794 | Air Handler Unit, AHU-4 (480 V, Service Disconnect Located in Rm 203) | AHU-CHW-5T_30T | HVC | PM | FOS | OPERATING | 2 | 2024-02-26
ZWA07007 | K6-0794 | Air Handler Unit, AHU-5 (480 V, Service Disconnect Mounted on Unit) | AHU-CHW-5T_30T | HVC | PM | FOS | OPERATING | 2 | 2019-12-19
ZWA08001 | K6-0794 | Tertiary CHW Pump, TCHP-1 (480 V, Service Disconnect Located in Room 203) | Pump-Pad Mount-(CHW/CW)-GT10HP | HVC | PM | FOS | OPERATING | 3 | 2023-12-12
ZWA08002 | K6-0794 | Tertiary CHW Pump, TCHP-2 (480 V, Service Disconnect Located in Room 203) | Pump-Pad Mount-(CHW/CW)-GT10HP | HVC | PM | FOS | OPERATING | 3 | 2023-12-12
ZWA08005 | K6-0794 | Hot Water Pump, HWP-1 (480 V, Service Disconnect Located in Room 203) | Pump-Pad Mount-(HTHW/HW)-GT10HP | HVC | N/A | XSD | DECOMMISSIONED | 4 | 2015-03-27
ZWA08006 | K6-0794 | Hot Water Pump, HWP-2 (480 V, Service Disconnect Located in Room 203) | Pump-Pad Mount-(HTHW/HW)-GT10HP | HVC | N/A | XSD | DECOMMISSIONED | 4 | 2015-03-27
ZWAA0901 | K6-0794 | Freezer Evap-1, (-10 Deg F., 230 V, Service disc mounted on wall next to unit) | Refrigeration-Freezer | HVC | PM | FOS | OPERATING | 3 | 2023-05-15
ZWAA0902 | K6-0794 | Freezer Evap-2, (-10 Deg F., 230 V, Service disc mounted on wall next to unit) | Refrigeration-Freezer | HVC | PM | FOS | OPERATING | 2 | 2023-05-15
ZWAHWBH001 | K6-0794 | B-1, Hot Water Boiler (120 VAC, Local Service Disconnect) | Boilers-HW | HVC | PM | FOS | OPERATING | 4 | 2024-03-27
ZWAHWBH002 | K6-0794 | B-2, Hot Water Boiler (120 VAC, Local Service Disconnect) | Boilers-HW | HVC | PM | FOS | OPERATING | 4 | 2024-03-21
ZWAHWPP001 | K6-0794 | HWP-1, Hot Water Pump (480 VAC, Local Service Disconnect) | Pump-Pad Mount-(HTHW/HW)-GT10HP | HVC | PM | FOS | OPERATING | 4 | 2024-03-15
ZWAHWPP002 | K6-0794 | HWP-2, Hot Water Pump (480 VAC, Local Service Disconnect) | Pump-Pad Mount-(HTHW/HW)-GT10HP | HVC | PM | FOS | OPERATING | 4 | 2024-03-15
ZWARWAD001 | K6-0794 | Refrigerated Air Dryer, FS Curtis Unit #1 | Refrigeration-Air Dryer | HVC | N/A | XSD | DECOMMISSIONED | 2 | 2023-04-10
ZWARWAD001-R1 | K6-0794 | Refrigerated Air Dryer, Unit #1 (460 VAC Local Service Disconnect) | Refrigeration-Air Dryer | HVC | PM | FOS | OPERATING | 4 | 2024-04-03
ZWARWAD003 | K6-0794 | Refrigerated Air Dryer, Unit #2 (460 VAC Local Service Disconnect) | Refrigeration-Air Dryer | HVC | N/A | XSD | DECOMMISSIONED | 2 | 2023-04-10
ZWARWAD003-R1 | K6-0794 | Refrigerated Air Dryer, Unit #2 (460 VAC Local Service Disconnect) | Refrigeration-Air Dryer | HVC | PM | FOS | OPERATING | 4 | 2024-04-03
ZWF20002 | K6-0794 | ALARM CHECK - FIRE SUPRESSION w/GN2 | Wet Pipe | PSY | PM | FOS | OPERATING | 3 | 2024-04-23
ZWF23001 | K6-0794 | VALVE, FIRE HOSE SYSTEM | Valves-Fire Hose | PSY | PM | FOS | OPERATING | 4 | 2023-10-03
ZWFFACP001 | K6-0794 | FACP, SIMPLEX 4100U | FACP | PSY | PM | FOS | OPERATING | 3 | 2024-02-01
ZWFFART001 | K6-0794 | CENTRAL RADIO MONITORING SYSTEM (CRMS) TRANSCEIVER | CRMS | PSY | PM | FOS | OPERATING | 4 | 2024-01-20
ZWFH1270 | K6-0794 | HYDRANT, FIRE, MUELLER 5-1/4" 1985 | Hydrant | WWS | PM | FOS | OPERATING | 4 | 2023-04-26
ZWFH1360 | K6-0794 | HYDRANT, FIRE, KENNEDY 4-1/2" 1969 | Hydrant | WWS | PM | FOS | OPERATING | 4 | 2023-05-17
ZWFUCNG001 | K6-0794 | Facility Natural Gas Piping | Gas Piping | MEC | PM | FOS | OPERATING | 3 | 2023-08-04
ZWS12001 | K6-0794 | BFP FEBCO 825Y 3/4" S/N A043710 | BFP | WWS | N/A | XSD | DECOMMISSIONED | 4 | 2018-11-27
ZWS12001-R1 | K6-0794 | BFP FEBCO 825Y S/N 421682 | BFP | WWS | PM | FOS | OPERATING | 3 | 2023-11-24
ZWS12002 | K6-0794 | BFP FEBCO 825Y 3/4" S/N A043683 | BFP | WWS | N/A | XSD | DECOMMISSIONED | 3 | 2013-11-21
ZWS12003 | K6-0794 | BFP HERSEY 6C-M 8" S/N 108674 FIRE FOR K6-0794 & K6-0794A | BFP-Fire | WWS | PM | FOS | OPERATING | 3 | 2024-03-20
ZWS12004-R1 | K6-0794 | BFP WATTS 919 2" S/N 10254 | BFP | WWS | PM | FOS | OPERATING | 3 | 2023-11-24
ZWS12006 | K6-0794 | BFP WATTS 3/4" DOUBLE CHECK S/N 107318 | BFP | WWS | PM | FOS | OPERATING | 4 | 2023-06-14
ZWS12007 | M6-0486 | BFP FEBCO 825Y 3/4" S/N A15538 | BFP | WWS | PM/AS | NSP | DECOMMISSIONED | 4 | 2017-01-16
ZWS12008 | K6-0794 | BFP WATTS 009-M3QT RP 3/4" S/N 421682 | BFP | WWS | PM | FOS | OPERATING | 3 | 2024-03-20