## Control Systems Inventory
ID | FAC # | DEVICE | SYS BEING CONTROLLED | NETWORK | Substation/UPS | TYPE OF CONTROLLER | CONTROLLER BRAND NAME | CONTROLLER MODEL | PROC/CPU MODEL NUMBER | CONTROLLER/CPU FIRMWARE | BACKUP FILE NAME PER ENG-P-0035 | PROG APP & VERSION | SPECIAL PROGRAMMING TOOL | MAXIMO ASSET # | CMDS WUC # | SPARES AVAIL | COMMENTS
1 | J5-1197 | FACP | PSY |  |  | FA | SIMPLEX | 4100U | FACP |  |  | J5-1197 rev 3 | None | ENFFACP001 | ENFFA00000 | Y
1785 | C2-1305 | FACP | PSY |  |  | FA | SIMPLEX | 4100 | FACP |  |  |  | None | N4FFACP001 | N4FFA10000 | Y
415 | E4-2414 | Controls, PLC, Haul-Over Canal Bridge | BRG | None |  | PLC | Allen-Bradley | PLC5-30 | 1785-L-30B |  | ICS-HCBUC001 | RSLogix 5 | None | HCBUC001 | HCFBREC000 | Y
705 | F6-2375A | Controls, PLC, Optics Tracking | HVC | None |  | PLC | Allen-Bradley | SLC 5/03 | 1747-L532 |  |  | RSLOGIX 5 (VER 7.10.02 CPR7) | None | YUAUC001 | YUFHV9A000 | N | PLC
416 | H2-1198 | Controls, PLC, Jay Jay Railroad Bridge | BRG | None |  | PLC | Allen-Bradley | PLC5-30 | 1785-L-30B |  | ICS-MRBUC001 | RSLogix 5 | None | MRBUC001 | MRFBREC000 | Y
2016-0553 | H5-2176 | RELAY OVERCURRENT WESTINGHOUSE | EHV |  |  | Relays-MV | Westinghouse | DTMV01(C) |  |  | N/A |  |  | DFE0300101 | DFFAC00000
2016-0554 | H5-2176 | RELAY OVERCURRENT WESTINGHOUSE | EHV |  |  | Relays-MV | Westinghouse | DTMV01(C) |  |  | N/A |  |  | DFE0300201 | DFFAC00000
2016-0555 | H5-2176 | RELAY OVERCURRENT WESTINGHOUSE | EHV |  |  | Relays-MV | Westinghouse | DTMV01(C) |  |  | N/A |  |  | DFE0300301 | DFFAC00000
2016-0556 | H5-2176 | RELAY OVERCURRENT WESTINGHOUSE | EHV |  |  | Relays-MV | Westinghouse | DTMV01(C) |  |  | N/A |  |  | DFE0300401 | DFFAC00000
2014-31 | H7-1684 | FOIDS - EAGLE 4 TOWER | EHV | VLAN on ETXS |  | FIBER OPTIC INTRUSION DETECTION SYSTEM | FIBERSENSYS | FOIDS | FD-342 |  |  | SPECTRAVIEW | None | UEFKPCP086 | UEFKPLEN11 | Y | Windows XP
1397 | J6-2313 | Controls, PLC, USS-843 [FIC1611] | ELV | KCCS Power | 843 | PLC | Schneider Electric | Modicon Quantum | 140CPU11302 |  | ICS-FIC1611 | Concept 2.5 | None | FIC1611 | DCFUCP0000 | Y | SLF USS-843
5 | J6-2327 | FACP | PSY |  |  | FA | SIMPLEX | 4004 | FACP |  |  |  | None | RTF41001 | RTFFA9B000 | Y
448 | J6-2370 | AHU1-1 | HVC | None |  | LON | INVENSYS | MNL-800-101 |  |  |  | WORKPLACE TECH 5.2.1.1054 | None | J6-2370HVC | FPFHVFS000 | N | AHU #1 CONTROL
449 | J6-2370 | AHU1-2 | HVC | None |  | LON | INVENSYS | MNL-800-101 |  |  |  | WORKPLACE TECH 5.2.1.1054 | None | J6-2370HVC | FPFHVFS000 | N | AHU #1 CONTROL
450 | J6-2370 | CHLR1 | HVC | None |  | LON | INVENSYS | MNL-800-101 |  |  |  | WORKPLACE TECH 5.2.1.1054 | None | J6-2370HVC | FPFHVFS000 | N | CHILLER CONTROLER
451 | J6-2370 | NIAGARA | HVC | None |  | LON | INVENSYS | I/A SERIES |  |  |  | WORKPLACE TECH 5.2.1.1054 | None | J6-2370HVC | FPFHVFS000 | N | Niagara in used for the front end
452 | J6-2370 | VAV - 10 | HVC | None |  | LON | INVENSYS | MNL-V2RV3 |  |  |  | WORKPLACE TECH 5.2.1.1054 | None | J6-2370HVC | FPFHVFS000 | N | Niagara in used for the front end
1786 | J6-2370 | FACP | PSY |  |  | FA | SIMPLEX | 4100U | FACP |  |  |  | None | FPFFACP001 | FPFFAFS000 | Y
6 | J6-2465 | FACP | PSY |  |  | FA | SIMPLEX | 4020 | FACP |  |  | J6_2465 rev 3 | None | YCFFACP002 | Y6FFAZR000 | Y
2015-115 | J6-2465 | Ethernet Gateway, USS-1155 [FIC0369] | ELV | KCCS Power |  | Gateway | Square D | PowerLogic ECM-RM |  |  | N/A |  |  | FIC0369 | NOWUCVALID
7 | J7-0132A | FACP | PSY |  |  | FA | SIMPLEX | 4020 | FACP |  |  | REV 4.05.07 | None | ODFFACP001 | ODFFA10000 | Y
8 | J7-0243B | FACP | PSY |  |  | FA | SIMPLEX | 4002 | FACP |  |  | REV 4.05.07 | None | OEFFACP001 | OEFFA00000 | Y
987 | J7-0255 | Controls, PLC, Pad B Elevator #1 Car, Tower #1 | ELEV | None |  | PLC | General Electric | 90-30 | IC693CPU363 |  | ICS-LB601001-01 | PROFICY | None | LB601001-01 | LBFEV10000 | Y
988 | J7-0255 | Controls, PLC, Pad B Elevator #2 Car, Tower #2 | ELEV | None |  | PLC | General Electric | 90-30 | IC693CPU363 |  | ICS-LB602001-01 | PROFICY | None | LB602001-01 | LBFEV20000 | Y
989 | J7-0255 | Controls, PLC, Pad B Elevator #3 Car, Tower #3 | ELEV | None |  | PLC | General Electric | 90-30 | IC693CPU363 |  | ICS-LB603001-01 | PROFICY | None | LB603001-01 | LBFEV30000 | Y
2015-396 | J7-0255 | Controls, PLC, Elevator #1, Car | ELEV | None |  | PLC | General Electric | 90-30 | IC693CPU363 |  |  | PROFICY | None | LB601001-02 | LBFEV10000 | Y
2015-397 | J7-0255 | Controls, PLC, Elevator #2, Car | ELEV | None |  | PLC | General Electric | 90-30 | IC693CPU363 |  |  | PROFICY | None | LB602001-02 | LBFEV20000 | Y
2015-398 | J7-0255 | Controls, PLC, Elevator #3, Car | ELEV | None |  | PLC | General Electric | 90-30 | IC693CPU363 |  |  | PROFICY | None | LB603001-02 | LBFEV30000 | Y
2017-15 | J7-0255 | Control Panel, Pad B Car, Tower #1 | ELEV | None |  | HMI |  |  |  |  | ICS-LB601001-01 | EZSeries | EZSeries | TBD | LBFEV10000
2017-16 | J7-0255 | Control Panel, Pad B Car, Tower #2 | ELEV | None |  | HMI |  |  |  |  | ICS-LB602001-01 | EZSeries | EZSeries | TBD | LBFEV20000
2017-17 | J7-0255 | Control Panel, Pad B Car, Tower #3 | ELEV | None |  | HMI |  |  |  |  | ICS-LB603001-01 | EZSeries | EZSeries | TBD | LBFEV30000
9 | J7-0337 | FACP | PSY |  |  | FA | SIMPLEX | 4100 | FACP |  |  | REV 4.05.07 | None | LBF41003 | LBFFAAS000 | Y
11 | J7-0337 | Pre-Action Control Panel | PSY |  |  | FA | SIMPLEX | 4100U | FACP |  |  | REV 4.05.07 | None | LBFFAPA001 | LBFFAAS000 | Y | pre-action in service
1385 | J7-0337 | Controls, PLC, Pad B Hydro 3 Elevator | ELEV | None |  | PLC | General Electric | 90-30 | IC693CPU350 |  | ICS-LB603001-D-01 | LOGICMASTER/PROFICY | None | LB603001-D-01 | LBFEVRB000 | Y
1446 | J7-0337 | Controls, PLC [FIC0062] | WWS | KCCS Utility |  | PLC | Allen-Bradley | ControlLogix | 1756-L63 |  | ICS-FIC0062 | RSLogix5000 v17.00 | None | FIC0062 | LBFUCU0000 | N | RSLogix 5000 Requires ability to edit Function Block Diagrams.
1447 | J7-0337 | Controls, PLC [FIC0064] | WWS | KCCS Utility |  | PLC | Allen-Bradley | GuardLogix | 1756-L62S |  | ICS-FIC0064 | RSLogix5000 v17.00 | None | FIC0064 | LBFUCU0000 | N | RSLogix 5000 Requires ability to edit Function Block Diagrams.
1747 | J7-0337 | Controls, PLC [FIC0053] | ELV | KCCS Power |  | PLC | Schneider Electric | Modicon Quantum | 140CPU11302 |  | ICS-FIC0053 | Concept 2.5 | None | FIC0053 | LBFUCP0000 | Y | Being Updated as part of UPS replacement project
1750 | J7-0337 | Controls, PLC [FIC0066] | HVC | KCCS Utility |  | PLC | Schneider Electric | Modicon Quantum | 140CPU53414A |  | ICS-FIC0066 | Concept 2.5 | None | FIC0066 | LBFUCU0000 | N
1751 | J7-0337 | Controls, PLC [FIC0068] | HVC | KCCS Utility |  | PLC | Schneider Electric | Modicon Quantum | 140CPU53414A |  | ICS-FIC0068 | Concept 2.5 | None | FIC0068 | LBFUCU0000 | N
1752 | J7-0337 | Controls, PLC, USS-1040 [FIC0083] | ELV | KCCS Power | 1040 | PLC | Schneider Electric | Modicon Quantum | 140CPU11302 |  | ICS-FIC0083 | Concept 2.5 | None | FIC0083 | LBFUCP0000 | Y | Substation 1040 PLC
1753 | J7-0337 | Controls, PLC, ESWB [FIC0091] | ELV | KCCS Power | eswb | PLC | Schneider Electric | Modicon Quantum | 140CPU11302 |  | ICS-218508 | Concept 2.5 | None | 218508 | LBFUCP0000 | Y | Substation ESB PLC
1754 | J7-0337 | Controls, PLC, USS1023 [FIC0127] | ELV | KCCS Power | 1023 | PLC | Schneider Electric | Modicon Quantum | 140CPU11302 |  | ICS-218509 | Concept 2.5 | None | 218509 | LBFUCP0000 | Y | Substation 1023 PLC
1755 | J7-0337 | Controls, PLC, USS1032 Data [FIC0291] | ELV | KCCS Power | 1032 | PLC | Schneider Electric | Modicon Quantum | 140CPU434 |  | ICS-218082 | Concept 2.6 | None | 218082 | LBFUCP0000 | Y | Substation 1032 Data PLC
1778 | J7-0337 | Controls, PLC, USS-1032 [FIC0293] | ELV | KCCS Power | 1032 | PLC | Schneider Electric | Modicon Quantum | 140CPU11302 |  | ICS-FIC0293 | Concept 2.6 | None | FIC0293 | LBFUCP0000 | Y | USS 1032 Data PLC
1784 | J7-0337 | Controls, PLC, USS1052 [FIC0143] | ELV | KCCS Power | 1052 | PLC | Schneider Electric | Modicon Quantum | 140CPU11302 |  | ICS-FIC0143 | Concept 2.5 | None | 218510 | LBFUCP0000 | Y | USS 1052
2014-07 | J7-0337 | Controls, PLC, STML Elevator #1 | ELEV | None |  | PLC | General Electric | 90-30 | IC693CPU363 |  | ICS-LB604001-01 | PROFICY | None | LB604001-01 | LBFEV50001 | Y
2014-08 | J7-0337 | Controls, PLC, STML Elevator #2 | ELEV | None |  | PLC | General Electric | 90-30 | IC693CPU363 |  | ICS-LB604001-02 | PROFICY | None | LB605001-01 | LBFEV50002 | Y
2014-27 | J7-0337 | Ethernet Gateway, USS1001 SEL-2032 [FIC1649] | EHV | KCCS Power |  | Gateway | Schweitzer Engineering Laboratories | SEL-2032 | N/A |  |  |  | SEL-5020 Settings Assistant Software | FIC1649 | LBFUCP0000 | N | USS-1001
2015-012 | J7-0337 | UPS-40, 9395-550, 275KVA, 480VAC Out, Pad-B PTCR [FIC0063] | UPS | KCCS Power | 40 | UPS-With External Battery | Eaton Powerware | Power Xpert Gateway | [5 empty] | LBUP040 | LBFACRL000
2015-025 | J7-0337 | Ethernet Gateway, GN2/GHE Flow Meter [FIC0104] | PPL | KCCS Utility |  | Gateway | B&B Electronics | Vlinx MESR9xx | [5 empty] | FIC0104 | LBFUCU0000
2015-090 | J7-0337 | Distribution Panel FL-1, 225 Amp, 480 Volt, 3 Phase, GE (PTCR RM 107, RAMP) [FIC0229] | ELV | KCCS Power |  | Panel-LV | Square D | Powerlink G3 | [5 empty] | LBE09007 | LBFACRL000
2015-105 | J7-0337 | Ethernet Gateway, USS-1032 [FIC0299] | ELV | KCCS Power |  | Gateway | Square D | PowerLogic EGX400 |  |  | N/A |  |  | FIC0299 | LBFUCP0000
2015-106 | J7-0337 | Ethernet Gateway, USS-1032 [FIC0301] | ELV | KCCS Power |  | Gateway | Square D | PowerLogic EGX400 |  |  | N/A |  |  | FIC0301 | LBFUCP0000
2015-153 | J7-0337 | Controls, PLC, SS-1050A Data [FIC0613] | ELV | KCCS Power | 1050 | PLC | Schneider Electric | Modicon Quantum |  |  | ICS-FIC0613 | Concept 2.6 |  | FIC0613 | LBFUCP0000
2015-154 | J7-0337 | Controls, PLC, SS-1050A Transfer [FIC0615] | ELV | KCCS Power | 1050 | PLC | Schneider Electric | Modicon Quantum |  |  | ICS-FIC0615 | Concept 2.6 |  | FIC0615 | LBFUCP0000
2015-156 | J7-0337 | Controls, PLC, SS-1050B Data [FIC0619] | ELV | KCCS Power | 1050 | PLC | Schneider Electric | Modicon Quantum |  |  | ICS-FIC0619 | Concept 2.6 |  | FIC0619 | LBFUCP0000
2015-157 | J7-0337 | Controls, PLC, SS-1050B Transfer [FIC0621] | ELV | KCCS Power | 1050 | PLC | Schneider Electric | Modicon Quantum |  |  | ICS-FIC0621 | Concept 2.6 |  | FIC0621 | LBFUCP0000
2015-159 | J7-0337 | Ethernet Gateway, USS1050A [FIC0625] | ELV | KCCS Power |  | Gateway | Square D | PowerLogic EGX100 |  |  | N/A |  |  | FIC0625 | LBFUCP0000
2015-160 | J7-0337 | Ethernet Gateway, USS1050A [FIC0627] | ELV | KCCS Power |  | Gateway | Square D | PowerLogic EGX100 |  |  | N/A |  |  | FIC0627 | LBFUCP0000
2015-161 | J7-0337 | Ethernet Gateway, USS1050A [FIC0629] | ELV | KCCS Power |  | Gateway | Square D | PowerLogic EGX100 |  |  | N/A |  |  | FIC0629 | LBFUCP0000
2015-162 | J7-0337 | Ethernet Gateway, USS1050B [FIC0631] | ELV | KCCS Power |  | Gateway | Square D | PowerLogic EGX100 |  |  | N/A |  |  | FIC0631 | LBFUCP0000
2015-163 | J7-0337 | Ethernet Gateway, USS1050B [FIC0633] | ELV | KCCS Power |  | Gateway | Square D | PowerLogic EGX100 |  |  | N/A |  |  | FIC0633 | LBFUCP0000
2015-164 | J7-0337 | Ethernet Gateway, USS1050B [FIC0635] | ELV | KCCS Power |  | Gateway | Square D | PowerLogic EGX100 |  |  | N/A |  |  | FIC0635 | LBFUCP0000
2015-165 | J7-0337 | Ethernet Gateway, USS1050B [FIC0637] | ELV | KCCS Power |  | Gateway | Square D | PowerLogic EGX100 |  |  | N/A |  |  | FIC0637 | LBFUCP0000
2015-399 | J7-0337 | Control Panel, STML Elevator #1 | ELEV | None |  | HMI | AVG | EZC-T6C-E |  |  | ICS-LB605001-01 | EZSeries | EZSeries | LB604001-02 | LBFEV50001 | Y | Ezautomation.net
2015-400 | J7-0337 | Control Panel, STML Elevator #2 | ELEV | None |  | HMI | AVG | EZC-T6C-E |  |  | ICS-LB605001-02 | EZSeries | EZSeries | LB605001-02 | LBFEV50002 | Y | Ezautomation.net
2016-0004 | J7-0337 | Ethernet Gateway, GN2/GHE Flow Meter [FIC0102] | PPL | KCCS Utility |  | Gateway | B&B Electronics | Vlinx MESR9xx | [5 empty] | TBD | LBFUCU0000
2016-0777 | J7-0337 | RELAY, SEL-351A (BUS 1 FDR 612) SS-1001/CUB. 1B | EHV |  |  | Relays-MV | Schweitzer Engineering Laboratories | SEL-351A |  |  |  |  | AcSELerator Quickset Software | LBE0110101 | LBFACR0000
2016-0778 | J7-0337 | RELAY, SEL-351A (BUS 1/2) SS-1001/TIE CUB. 3B | EHV |  |  | Relays-MV | Schweitzer Engineering Laboratories | SEL-351A |  |  |  |  | AcSELerator Quickset Software | LBE0110301 | LBFACR0000
2016-0781 | J7-0337 | RELAY, SEL-351A (BUS 3 FDR 518) SS-1001/CUB 7B | EHV |  |  | Relays-MV | Schweitzer Engineering Laboratories | SEL-351A |  |  |  |  | AcSELerator Quickset Software | LBE0110701 | LBFACR0000
2016-0782 | J7-0337 | PHASE A TIME OVERCURRENT RELAY | EHV |  |  | Relays-MV | BASLER ELECTRIC | BE1-50/51M |  |  | N/A |  | None | LBE0200301 | LBFACR0000
2016-0783 | J7-0337 | PHASE B TIME OVERCURRENT RELAY | EHV |  |  | Relays-MV | BASLER ELECTRIC | BE1-50/51M |  |  | N/A |  | None | LBE0200302 | LBFACR0000
2016-0784 | J7-0337 | PHASE C TIME OVERCURRENT RELAY | EHV |  |  | Relays-MV | BASLER ELECTRIC | BE1-50/51M |  |  | N/A |  | None | LBE0200303 | LBFACR0000
2016-0785 | J7-0337 | GROUND TIME OVERCURRENT RELAY | EHV |  |  | Relays-MV | BASLER ELECTRIC | BE1-50/51M |  |  | N/A |  | None | LBE0200304 | LBFACR0000
2016-0786 | J7-0337 | PHASE A TIME OVERCURRENT RELAY | EHV |  |  | Relays-MV | BASLER ELECTRIC | BE1-50/51M |  |  | N/A |  | None | LBE0200305 | LBFACR0000
2016-0787 | J7-0337 | PHASE B TIME OVERCURRENT RELAY | EHV |  |  | Relays-MV | BASLER ELECTRIC | BE1-50/51M |  |  | N/A |  | None | LBE0200306 | LBFACR0000
2016-0788 | J7-0337 | PHASE C TIME OVERCURRENT RELAY | EHV |  |  | Relays-MV | BASLER ELECTRIC | BE1-50/51M |  |  | N/A |  | None | LBE0200307 | LBFACR0000
2016-0789 | J7-0337 | GROUND TIME OVERCURRENT RELAY | EHV |  |  | Relays-MV | BASLER ELECTRIC | BE1-50/51M |  |  | N/A |  | None | LBE0200308 | LBFACR0000
2016-0790 | J7-0337 | PHASE A TIME OVERCURRENT RELAY | EHV |  |  | Relays-MV | BASLER ELECTRIC | BE1-50/51M |  |  | N/A |  | None | LBE0200309 | LBFACR0000
2016-0791 | J7-0337 | PHASE B TIME OVERCURRENT RELAY | EHV |  |  | Relays-MV | BASLER ELECTRIC | BE1-50/51M |  |  | N/A |  | None | LBE0200310 | LBFACR0000
2016-0792 | J7-0337 | PHASE C TIME OVERCURRENT RELAY | EHV |  |  | Relays-MV | BASLER ELECTRIC | BE1-50/51M |  |  | N/A |  | None | LBE0200311 | LBFACR0000
2016-0793 | J7-0337 | GROUND TIME OVERCURRENT RELAY | EHV |  |  | Relays-MV | BASLER ELECTRIC | BE1-50/51M |  |  | N/A |  | None | LBE0200312 | LBFACR0000
2016-0794 | J7-0337 | PHASE A TIME OVERCURRENT RELAY | EHV |  |  | Relays-MV | BASLER ELECTRIC | BE1-50/51M |  |  | N/A |  | None | LBE0200313 | LBFACR0000
2016-0795 | J7-0337 | PHASE B TIME OVERCURRENT RELAY | EHV |  |  | Relays-MV | BASLER ELECTRIC | BE1-50/51M |  |  | N/A |  | None | LBE0200314 | LBFACR0000
2016-0796 | J7-0337 | PHASE C TIME OVERCURRENT RELAY | EHV |  |  | Relays-MV | BASLER ELECTRIC | BE1-50/51M |  |  | N/A |  | None | LBE0200315 | LBFACR0000
2016-0797 | J7-0337 | GROUND TIME OVERCURRENT RELAY | EHV |  |  | Relays-MV | BASLER ELECTRIC | BE1-50/51M |  |  | N/A |  | None | LBE0200316 | LBFACR0000
2016-0798 | J7-0337 | PHASE A TIME OVERCURRENT RELAY | EHV |  |  | Relays-MV | BASLER ELECTRIC | BE1-50/51M |  |  | N/A |  | None | LBE0200481 | LBFACR0000
2016-0799 | J7-0337 | PHASE B TIME OVERCURRENT RELAY | EHV |  |  | Relays-MV | BASLER ELECTRIC | BE1-50/51M |  |  | N/A |  | None | LBE0200482 | LBFACR0000
2016-0800 | J7-0337 | PHASE C TIME OVERCURRENT RELAY | EHV |  |  | Relays-MV | BASLER ELECTRIC | BE1-50/51M |  |  | N/A |  | None | LBE0200483 | LBFACR0000
2016-0801 | J7-0337 | GROUND TIME OVERCURRENT RELAY | EHV |  |  | Relays-MV | BASLER ELECTRIC | BE1-50/51M |  |  | N/A |  | None | LBE0200484 | LBFACR0000
2016-0802 | J7-0337 | PHASE A TIME OVERCURRENT RELAY | EHV |  |  | Relays-MV | BASLER ELECTRIC | BE1-50/51M |  |  | N/A |  | None | LBE0200485 | LBFACR0000
2016-0803 | J7-0337 | PHASE B TIME OVERCURRENT RELAY | EHV |  |  | Relays-MV | BASLER ELECTRIC | BE1-50/51M |  |  | N/A |  | None | LBE0200486 | LBFACR0000
2016-0804 | J7-0337 | PHASE C TIME OVERCURRENT RELAY | EHV |  |  | Relays-MV | BASLER ELECTRIC | BE1-50/51M |  |  | N/A |  | None | LBE0200487 | LBFACR0000
2016-0805 | J7-0337 | GROUND TIME OVERCURRENT RELAY | EHV |  |  | Relays-MV | BASLER ELECTRIC | BE1-50/51M |  |  | N/A |  | None | LBE0200488 | LBFACR0000
2016-0806 | J7-0337 | PHASE A TIME OVERCURRENT RELAY | EHV |  |  | Relays-MV | BASLER ELECTRIC | BE1-50/51M |  |  | N/A |  | None | LBE0200489 | LBFACR0000
2016-0807 | J7-0337 | PHASE B TIME OVERCURRENT RELAY | EHV |  |  | Relays-MV | BASLER ELECTRIC | BE1-50/51M |  |  | N/A |  | None | LBE0200490 | LBFACR0000
2016-0808 | J7-0337 | PHASE C TIME OVERCURRENT RELAY | EHV |  |  | Relays-MV | BASLER ELECTRIC | BE1-50/51M |  |  | N/A |  | None | LBE0200491 | LBFACR0000
2016-0809 | J7-0337 | GROUND TIME OVERCURRENT RELAY | EHV |  |  | Relays-MV | BASLER ELECTRIC | BE1-50/51M |  |  | N/A |  | None | LBE0200492 | LBFACR0000
2016-0810 | J7-0337 | PHASE A TIME OVERCURRENT RELAY | EHV |  |  | Relays-MV | BASLER ELECTRIC | BE1-50/51M |  |  | N/A |  | None | LBE0200493 | LBFACR0000
2016-0811 | J7-0337 | PHASE B TIME OVERCURRENT RELAY | EHV |  |  | Relays-MV | BASLER ELECTRIC | BE1-50/51M |  |  | N/A |  | None | LBE0200494 | LBFACR0000
2016-0812 | J7-0337 | PHASE C TIME OVERCURRENT RELAY | EHV |  |  | Relays-MV | BASLER ELECTRIC | BE1-50/51M |  |  | N/A |  | None | LBE0200495 | LBFACR0000
2016-0813 | J7-0337 | GROUND TIME OVERCURRENT RELAY | EHV |  |  | Relays-MV | BASLER ELECTRIC | BE1-50/51M |  |  | N/A |  | None | LBE0200496 | LBFACR0000
2016-0814 | J7-0337 | PHASE A TIME OVERCURRENT RELAY | EHV |  |  | Relays-MV | BASLER ELECTRIC | BE1-50/51M |  |  | N/A |  | None | LBE0200537 | LBFACR0000
2016-0815 | J7-0337 | PHASE B TIME OVERCURRENT RELAY | EHV |  |  | Relays-MV | BASLER ELECTRIC | BE1-50/51M |  |  | N/A |  | None | LBE0200538 | LBFACR0000
2016-0816 | J7-0337 | PHASE C TIME OVERCURRENT RELAY | EHV |  |  | Relays-MV | BASLER ELECTRIC | BE1-50/51M |  |  | N/A |  | None | LBE0200539 | LBFACR0000
2016-0817 | J7-0337 | GROUND TIME OVERCURRENT RELAY | EHV |  |  | Relays-MV | BASLER ELECTRIC | BE1-50/51M |  |  | N/A |  | None | LBE0200540 | LBFACR0000
2016-0818 | J7-0337 | PHASE A TIME OVERCURRENT RELAY | EHV |  |  | Relays-MV | BASLER ELECTRIC | BE1-50/51M |  |  | N/A |  | None | LBE0200541 | LBFACR0000
2016-0819 | J7-0337 | PHASE B TIME OVERCURRENT RELAY | EHV |  |  | Relays-MV | BASLER ELECTRIC | BE1-50/51M |  |  | N/A |  | None | LBE0200542 | LBFACR0000
2016-0820 | J7-0337 | PHASE C TIME OVERCURRENT RELAY | EHV |  |  | Relays-MV | BASLER ELECTRIC | BE1-50/51M |  |  | N/A |  | None | LBE0200543 | LBFACR0000
2016-0821 | J7-0337 | GROUND TIME OVERCURRENT RELAY | EHV |  |  | Relays-MV | BASLER ELECTRIC | BE1-50/51M |  |  | N/A |  | None | LBE0200544 | LBFACR0000
2016-0822 | J7-0337 | PHASE A TIME OVERCURRENT RELAY | EHV |  |  | Relays-MV | BASLER ELECTRIC | BE1-50/51M |  |  | N/A |  | None | LBE0200545 | LBFACR0000
2016-0823 | J7-0337 | PHASE B TIME OVERCURRENT RELAY | EHV |  |  | Relays-MV | BASLER ELECTRIC | BE1-50/51M |  |  | N/A |  | None | LBE0200546 | LBFACR0000
2016-0824 | J7-0337 | PHASE C TIME OVERCURRENT RELAY | EHV |  |  | Relays-MV | BASLER ELECTRIC | BE1-50/51M |  |  | N/A |  | None | LBE0200547 | LBFACR0000
2016-0825 | J7-0337 | GROUND TIME OVERCURRENT RELAY | EHV |  |  | Relays-MV | BASLER ELECTRIC | BE1-50/51M |  |  | N/A |  | None | LBE0200548 | LBFACR0000
2016-0858 | J7-0337 | PHASE A TIME OVERCURRENT RELAY | EHV |  |  | Relays-MV | BASLER ELECTRIC | BE1-50/51M |  |  | N/A |  | None | LBE0200865 | LBFACR0000
2016-0859 | J7-0337 | PHASE B TIME OVERCURRENT RELAY | EHV |  |  | Relays-MV | BASLER ELECTRIC | BE1-50/51M |  |  | N/A |  | None | LBE0200866 | LBFACR0000
2016-0860 | J7-0337 | PHASE C TIME OVERCURRENT RELAY | EHV |  |  | Relays-MV | BASLER ELECTRIC | BE1-50/51M |  |  | N/A |  | None | LBE0200867 | LBFACR0000
2016-0861 | J7-0337 | GROUND TIME OVERCURRENT RELAY | EHV |  |  | Relays-MV | BASLER ELECTRIC | BE1-50/51M |  |  | N/A |  | None | LBE0200868 | LBFACR0000
2016-0862 | J7-0337 | PHASE A TIME OVERCURRENT RELAY | EHV |  |  | Relays-MV | BASLER ELECTRIC | BE1-50/51M |  |  | N/A |  | None | LBE0200869 | LBFACR0000
2016-0863 | J7-0337 | PHASE B TIME OVERCURRENT RELAY | EHV |  |  | Relays-MV | BASLER ELECTRIC | BE1-50/51M |  |  | N/A |  | None | LBE0200870 | LBFACR0000
2016-0864 | J7-0337 | PHASE C TIME OVERCURRENT RELAY | EHV |  |  | Relays-MV | BASLER ELECTRIC | BE1-50/51M |  |  | N/A |  | None | LBE0200871 | LBFACR0000
2016-0865 | J7-0337 | GROUND TIME OVERCURRENT RELAY | EHV |  |  | Relays-MV | BASLER ELECTRIC | BE1-50/51M |  |  | N/A |  | None | LBE0200872 | LBFACR0000
2016-0866 | J7-0337 | PHASE A TIME OVERCURRENT RELAY | EHV |  |  | Relays-MV | BASLER ELECTRIC | BE1-50/51M |  |  | N/A |  | None | LBE0200873 | LBFACR0000
2016-0867 | J7-0337 | PHASE B TIME OVERCURRENT RELAY | EHV |  |  | Relays-MV | BASLER ELECTRIC | BE1-50/51M |  |  | N/A |  | None | LBE0200874 | LBFACR0000
2016-0868 | J7-0337 | PHASE C TIME OVERCURRENT RELAY | EHV |  |  | Relays-MV | BASLER ELECTRIC | BE1-50/51M |  |  | N/A |  | None | LBE0200875 | LBFACR0000
2016-0869 | J7-0337 | GROUND TIME OVERCURRENT RELAY | EHV |  |  | Relays-MV | BASLER ELECTRIC | BE1-50/51M |  |  | N/A |  | None | LBE0200876 | LBFACR0000
2016-0870 | J7-0337 | PHASE A TIME OVERCURRENT RELAY | EHV |  |  | Relays-MV | BASLER ELECTRIC | BE1-50/51M |  |  | N/A |  | None | LBE0200877 | LBFACR0000
2016-0871 | J7-0337 | PHASE B TIME OVERCURRENT RELAY | EHV |  |  | Relays-MV | BASLER ELECTRIC | BE1-50/51M |  |  | N/A |  | None | LBE0200878 | LBFACR0000
2016-0872 | J7-0337 | PHASE C TIME OVERCURRENT RELAY | EHV |  |  | Relays-MV | BASLER ELECTRIC | BE1-50/51M |  |  | N/A |  | None | LBE0200879 | LBFACR0000
2016-0873 | J7-0337 | GROUND TIME OVERCURRENT RELAY | EHV |  |  | Relays-MV | BASLER ELECTRIC | BE1-50/51M |  |  | N/A |  | None | LBE0200880 | LBFACR0000
2017-07 | J7-0337 | Chilled Water Pumps P-3 and P-4 | HVC |  |  | PLC | Schneider Electric | Modicon Momentum | 171CCC96030 |  |  |  | None | J7-0337HVC | LBFHVRC000 | Y
2017-08 | J7-0337 | Chillers 1, 2, and 3 | HVC |  |  | PLC | Schneider Electric | Modicon Momentum | 171CCC96030 |  |  |  | None | J7-0337HVC | LBFHVRC000 | Y
2017-09 | J7-0337 | Cooling Tower CT-1 | HVC |  |  | PLC | Schneider Electric | Modicon Momentum | 171CCC96030 |  |  |  | None | J7-0337HVC | LBFHVRC000 | Y
2017-10 | J7-0337 | Supply Fans SF-1,1R,2,2R,3,3R | HVC |  |  | PLC | Schneider Electric | Modicon Momentum | 171CCC96030 |  |  |  | None | J7-0337HVC | LBFHVRC000 | Y
2017-11 | J7-0337 | AC-1 thru AC-6 | HVC |  |  | PLC | Schneider Electric | Modicon Momentum | 171CCC96030 |  |  |  | None | J7-0337HVC | LBFHVRC000 | Y
2017-12 | J7-0337 | Room 202 thru 208, 210 thru 216, 219 thru 221, and ECSR terminal boxes | HVC |  |  | PLC | Schneider Electric | Logic Controller | TM168B23S |  |  |  | None | J7-0337HVC | LBFHVRC000 | Y
2017-18 | J7-0337 | Control Panel, Pad B Hydro 3 Elevator | ELEV | None |  | MMI |  |  |  |  | ICS-LB603001-D-01 | MMISoft |  | TBD | LBFEVRB000
2018-1 | J7-0337 | FIBER OPTIC INTRUSION DETECTION - Pad-B | SEC | VLAN on ETXS |  | FIBER OPTIC INTRUSION DETECTION SYSTEM | FIBERSENSYS | FOIDS |  |  | ICS-FIC1513 | SPECTRAVIEW | None | LBFKPCP068 | LBFKPFD688 | N | TBD
2019-016 | J7-0337 | ODMS, PAD B, SERIES 2100, ECS ROOM UNIT 20 | ODMS | KCCS |  | PLC | GE | GE-FANUC | 90-30 | IC693CPU374 | ICS-ODMS-01 | ** Proprietary ** | GE Proficy Machine/Laptop | LBECS109OXS21U20
2019-088 | J7-0337 | Control Panel, USS-1023 | ELV | None | 1023 | HMI | Schneider Electric | Magelis | [6 empty] | M3FUCP0000
2019-089 | J7-0337 | Control Panel, USS-1032 | ELV | None | 1032 | HMI | Eaton | PanelMate | [6 empty] | M3FUCP0000
2019-090 | J7-0337 | Control Panel, USS-1040 | ELV | None | 1040 | HMI | Schneider Electric | Magelis | [6 empty] | M3FUCP0000
2019-091 | J7-0337 | Control Panel, USS-1050A | ELV | None | 1050A | HMI | Eaton | PanelMate | [6 empty] | M3FUCP0000
2019-092 | J7-0337 | Control Panel, USS-1050B | ELV | None | 1050B | HMI | Eaton | PanelMate | [6 empty] | M3FUCP0000
2019-093 | J7-0337 | Control Panel, USS-1052 | ELV | None | 1052 | HMI | Schneider Electric | Magelis | [6 empty] | M3FUCP0000
2015-091 | J7-0338 | Distribution Panel, 480/277 Volt, 100 Amp, ITE, Panel FL2 (No Data Plate) [FIC0231] | ELV | KCCS Power |  | Panel-LV | Square D | Powerlink G3 | [5 empty] | CCE01014-D | LBFACRL000
1769 | J7-0432 | TORNADO AREA WARNING SIREN PAD LC39-B | TAWS | TAWS Radios |  | TORNADO WARNING SIREN PLC | Allen-Bradley | MicroLogix | 1763-L16DWD |  | ICS-RFFPASN106 | RSLogix 500 | None | RFFPASN106 | K-FPAWW000 | Y | Windows XP
2014-24 | J7-0432 | TORNADO AREA WARNING SIREN PAD LC39-B | TAWS | TAWS Radios |  | TORNADO WARNING SIREN RADIO | CAL-AMP | INTEGRA TR | 242-4018-551 |  | ICS-RFFPASN106 | INTEGRA TR PROGRAMMER | None | RFFPASN106 | K-FPAWW000 | Y | Windows XP
2018-2 | J7-0688 | FIBER OPTIC INTRUSION DETECTION SYSTEM - J7-0688 | SEC | VLAN on ETXS |  | FIBER OPTIC INTRUSION DETECTION SYSTEM | FIBERSENSYS | FOIDS |  |  | ICS-FIC1511 | SPECTRAVIEW | None | J7-0688PSYKP | GMFKPFD693 | N | TBD
12 | J7-0689 | FACP | PSY |  |  | FA | SIMPLEX | 4100 | FACP |  |  | PADBSUPA rev13 | None | GMFFACP002 | GMFFARB000 | Y
1532 | J7-0689 | WORKSTATION | HVC |  |  | DDC | Andover |  |  |  |  | CONTINUUM | None | J7-0689HVC | GMFHVRB000 | Y | Pad B OSB
1533 | J7-0689 | NET CONTROLLER | HVC |  |  | DDC | Andover | 9940 |  |  |  | CONTINUUM | None | J7-0689HVC | GMFHVRB000 | Y | Pad B OSB
1534 | J7-0689 | CHILLER/PUMPS | HVC |  |  | DDC | Andover | 853 |  |  |  | CONTINUUM | None | J7-0689HVC | GMFHVRB000 | Y | Pad B OSB
1535 | J7-0689 | VAV-1 THRU VAV-27 | HVC |  |  | DDC | Andover | 850 |  |  |  | CONTINUUM | None | J7-0689HVC | GMFHVRB000 | Y | Pad B OSB
2015-016 | J7-0689 | Ethernet Gateway, JACE [FIC0082] | HVC | KCCS Utility |  | Controls-Gateway | Schneider Electric | ENC-520-2 | [5 empty] | FIC0082 | GMFUCU0000
2019-103 | J7-0689 | Controls, BAS, Netcontroller | HVAC | SA |  | Network | Andover | 9680 |  |  |  |  | Continuum | NA
13 | J7-1339 | FACP | PSY |  |  | FA | SIMPLEX | 4002 | FACP |  |  |  | None | MQF41001 | MQFFA60000 | Y
14 | J7-1388 | FACP | PSY |  |  | FA | SIMPLEX | 4002 | FACP |  |  |  | None | WAF04100 | WAFFA00000 | Y
1443 | J7-1388 | Controls, PLC [FIC0036] | WWS | KCCS Utility |  | PLC | Allen-Bradley | ControlLogix | 1756-L64 |  | ICS-FIC0036 | RSLogix5000 v17.01 | None | FIC0036 | WAFUCU0000 | N
1444 | J7-1388 | Pad PS Control Panel | WWS | None |  | HMI | Allen-Bradley | PanelView Plus 1000 | 2711P-K10C4D8 |  | ICS-WAFCP101 | FactoryTalk View Studio | None | WAFCP101 | WAFUCU0000 | N | Connected to FIC0036 and FIC0038.
1775 | J7-1388 | Controls, PLC [FIC0038] | WWS | KCCS Utility |  | PLC | Allen-Bradley | ControlLogix | 1756-L64 |  | ICS-FIC0038 | RSLogix5000 v17.01 | None | FIC0038 | WAFUCU0000 | N
1787 | J7-1388 | FACP | PSY |  |  | FA | SIMPLEX | 4020 | FACP |  |  |  | None | MQFFACP001 | MQFFA00000 | Y
2016-1378 | J7-1388 | MULTI PHASE TIME OVERCURRENT RELAY | EHV |  |  | Relays-MV | G & W ELECTRIC CO. | Type 3 |  |  | N/A |  | None | WAE0101701 | WAFAC60000
19 | J8-1708 | FACP | PSY |  |  | FA | SIMPLEX | 4020 | FACP |  |  | REV 4.05.07 | None | PTFHA210 | PTFFAAS000 | Y
2014-28 | J8-1708 | Ethernet Gateway, USS902 BUS 1 SEL-2032 [FIC1651] | EHV | KCCS Power |  | Gateway | Schweitzer Engineering Laboratories | SEL-2032 | N/A |  |  |  | SEL-5020 Settings Assistant Software | FIC1651 | PTFUCP0000 | N | USS-902, Bus 1
2014-29 | J8-1708 | Ethernet Gateway, USS902 BUS 2 SEL-2032 [FIC1653] | EHV | KCCS Power |  | Gateway | Schweitzer Engineering Laboratories | SEL-2032 | N/A |  |  |  | SEL-5020 Settings Assistant Software | FIC1653 | PTFUCP0000 | N | USS-902, Bus 2
2014-32 | J8-1708 | Ethernet Gateway, USS902 BUS 3 SEL-2032 [FIC1655] | EHV | KCCS Power |  | Gateway | Schweitzer Engineering Laboratories | SEL-2032 | N/A |  |  |  | SEL-5020 Settings Assistant Software | FIC1655 | PTFUCP0000 | N | USS-902, Bus 3
2016-0097 | J8-1708 | BUS 1 SEL- 2032 COMM PROCESSOR - 6A | EHV | None |  | Control Cubicle | Schweitzer Engineering Laboratories | SEL-2032 |  |  |  |  | SEL-5020 Settings Assistant Software | PTE0102502 | PTFACR0000
2016-0098 | J8-1708 | BUS 3 SEL- 2032 COMM PROCESSOR - 17A | EHV | None |  | Control Cubicle | Schweitzer Engineering Laboratories | SEL-2032 |  |  |  |  | SEL-5020 Settings Assistant Software | PTE0202602 | PTFACR0000
2016-0099 | J8-1708 | BUS 2 SEL- 2032 COMM PROCESSOR - 11A | EHV | None |  | Control Cubicle | Schweitzer Engineering Laboratories | SEL-2032 |  |  |  |  | SEL-5020 Settings Assistant Software | PTE0302002 | PTFACR0000
2016-0693 | J8-1708 | MULTI PHASE TIME OVERCURRENT RELAY, SPARE | EHV |  |  | Relays-MV | G & W ELECTRIC CO. | Type 3 |  |  | N/A |  | None | EUE0978801 | PTFACR0000
2016-0694 | J8-1708 | MULTI PHASE TIME OVERCURRENT RELAY | EHV |  |  | Relays-MV | G & W ELECTRIC CO. | Type 3 |  |  | N/A |  | None | EUE0978802 | PTFACR0000
2016-1122 | J8-1708 | SWSTA 902 RELAY 1B BUS TIE 1-2 FDR 612/606 | EHV |  |  | Relays-MV | Schweitzer Engineering Laboratories | SEL-351A |  |  |  |  | AcSELerator Quickset Software | PTE0101601 | PTFACR0000
2016-1123 | J8-1708 | SWSTA 902 BUS 1 RELAY 2A TO SS 952A FDR 612 | EHV |  |  | Relays-MV | Schweitzer Engineering Laboratories | SEL-351A |  |  |  |  | AcSELerator Quickset Software | PTE0101701 | PTFACR0000
2016-1124 | J8-1708 | SWSTA 902 BUS 1 RELAY 2B TO SPARE FDR 612 | EHV |  |  | Relays-MV | Schweitzer Engineering Laboratories | SEL-351A |  |  |  |  | AcSELerator Quickset Software | PTE0101801 | PTFACR0000
2016-1125 | J8-1708 | SWSTA 902 BUS 1 RELAY 3A TO SS 950B FDR 612 | EHV |  |  | Relays-MV | Schweitzer Engineering Laboratories | SEL-351A |  |  |  |  | AcSELerator Quickset Software | PTE0101901 | PTFACR0000
2016-1126 | J8-1708 | SWSTA 902 BUS 1 RELAY 3B TO SS 926A FDR 612 | EHV |  |  | Relays-MV | Schweitzer Engineering Laboratories | SEL-351A |  |  |  |  | AcSELerator Quickset Software | PTE0102001 | PTFACR0000
2016-1127 | J8-1708 | SWSTA 902 BUS 1 RELAY 4A TO SS 928A FDR 612 | EHV |  |  | Relays-MV | Schweitzer Engineering Laboratories | SEL-351A |  |  |  |  | AcSELerator Quickset Software | PTE0102101 | PTFACR0000
2016-1128 | J8-1708 | SWSTA 902 BUS 1 RELAY 4B TO SS 925A FDR 612 | EHV |  |  | Relays-MV | Schweitzer Engineering Laboratories | SEL-351A |  |  |  |  | AcSELerator Quickset Software | PTE0102201 | PTFACR0000
2016-1129 | J8-1708 | SWSTA 902 BUS 1 RELAY 5A TO SS 921A FDR 612 | EHV |  |  | Relays-MV | Schweitzer Engineering Laboratories | SEL-351A |  |  |  |  | AcSELerator Quickset Software | PTE0102301 | PTFACR0000
2016-1130 | J8-1708 | SWSTA 902 BUS1 RELAY 5B SPARE FDR 612 | EHV |  |  | Relays-MV | Schweitzer Engineering Laboratories | SEL-351A |  |  |  |  | AcSELerator Quickset Software | PTE0102401 | PTFACR0000
2016-1131 | J8-1708 | SWSTA 902 BUS 1 RELAY 6B TO SW STA 900/2B FDR 612 | EHV |  |  | Relays-MV | Schweitzer Engineering Laboratories | SEL-351A |  |  |  |  | AcSELerator Quickset Software | PTE0102501 | PTFACR0000
2016-1133 | J8-1708 | SWSTA 902 BUS 1 RELAY 7B TO SS 922A FDR 612 | EHV |  |  | Relays-MV | Schweitzer Engineering Laboratories | SEL-351A |  |  |  |  | AcSELerator Quickset Software | PTE0102701 | PTFACR0000
2016-1134 | J8-1708 | SWSTA 902 BUS 2 RELAY 12A TO SS 920A FDR 606 | EHV |  |  | Relays-MV | Schweitzer Engineering Laboratories | SEL-351A |  |  |  |  | AcSELerator Quickset Software | PTE0201601 | PTFACR0000
2016-1135 | J8-1708 | SWSTA 902 BUS 2 RELAY 12B TO SS 922B FDR 606 | EHV |  |  | Relays-MV | Schweitzer Engineering Laboratories | SEL-351A |  |  |  |  | AcSELerator Quickset Software | PTE0201701 | PTFACR0000
2016-1136 | J8-1708 | SWSTA 902 BUS 2 RELAY 13A TO SS 952B FDR 606 | EHV |  |  | Relays-MV | Schweitzer Engineering Laboratories | SEL-351A |  |  |  |  | AcSELerator Quickset Software | PTE0201801 | PTFACR0000
2016-1137 | J8-1708 | SWSTA 902 BUS 2 RELAY 13B TO SS 950A FDR 606 | EHV |  |  | Relays-MV | Schweitzer Engineering Laboratories | SEL-351A |  |  |  |  | AcSELerator Quickset Software | PTE0201901 | PTFACR0000
2016-1138 | J8-1708 | SWSTA 902 BUS 2 RELAY 14A TO SS 926B FDR 606 | EHV |  |  | Relays-MV | Schweitzer Engineering Laboratories | SEL-351A |  |  |  |  | AcSELerator Quickset Software | PTE0202001 | PTFACR0000
2016-1139 | J8-1708 | SWSTA 902 BUS 2 RELAY 14B TO SS 928B FDR 606 | EHV |  |  | Relays-MV | Schweitzer Engineering Laboratories | SEL-351A |  |  |  |  | AcSELerator Quickset Software | PTE0202101 | PTFACR0000
2016-1140 | J8-1708 | SWSTA 902 BUS 2 RELAY 15A TO SS 930B FDR 606 | EHV |  |  | Relays-MV | Schweitzer Engineering Laboratories | SEL-351A |  |  |  |  | AcSELerator Quickset Software | PTE0202201 | PTFACR0000
2016-1141 | J8-1708 | SWSTA 902 BUS 2 RELAY 15B TO SS 925B FDR 606 | EHV |  |  | Relays-MV | Schweitzer Engineering Laboratories | SEL-351A |  |  |  |  | AcSELerator Quickset Software | PTE0202301 | PTFACR0000
2016-1143 | J8-1708 | SWSTA 902 BUS 2 RELAY 16B TO SS 923/921B FDR 606 | EHV |  |  | Relays-MV | Schweitzer Engineering Laboratories | SEL-351A |  |  |  |  | AcSELerator Quickset Software | PTE0202501 | PTFACR0000
2016-1145 | J8-1708 | SWSTA 902 BUS 3 RELAY 8A TO SS 930A FDR 518 | EHV |  |  | Relays-MV | Schweitzer Engineering Laboratories | SEL-351A |  |  |  |  | AcSELerator Quickset Software | PTE0301601 | PTFACR0000
2016-1146 | J8-1708 | SWSTA 902 BUS 3 RELAY 8B FROM VFI 788/S2 FDR 518 | EHV |  |  | Relays-MV | Schweitzer Engineering Laboratories | SEL-351A |  |  |  |  | AcSELerator Quickset Software | PTE0301701 | PTFACR0000
2016-1147 | J8-1708 | SWSTA 902 BUS 3 RELAY 9A SPARE FDR 518 | EHV |  |  | Relays-MV | Schweitzer Engineering Laboratories | SEL-351A |  |  |  |  | AcSELerator Quickset Software | PTE0301801 | PTFACR0000
2016-1148 | J8-1708 | SWSTA 902 BUS 3 RELAY 9B TO SS 920B FDR 518 | EHV |  |  | Relays-MV | Schweitzer Engineering Laboratories | SEL-351A |  |  |  |  | AcSELerator Quickset Software | PTE0301901 | PTFACR0000
2016-1149 | J8-1708 | SWSTA 902 RELAY 11B BUS TIE 2-3 FDR 606/518 | EHV |  |  | Relays-MV | Schweitzer Engineering Laboratories | SEL-351A |  |  |  |  | AcSELerator Quickset Software | PTE0302001 | PTFACR0000
1768 | J8-1753 | TORNADO AREA WARNING SIREN PAD LC39-A | TAWS | TAWS Radios |  | TORNADO WARNING SIREN PLC | Allen-Bradley | MicroLogix | 1763-L16DWD |  | ICS-RAFPASN105 | RSLogix 500 | None | RAFPASN105 | K-FPAWW000 | Y | Windows XP
2014-23 | J8-1753 | TORNADO AREA WARNING SIREN PAD LC39-A | TAWS | TAWS Radios |  | TORNADO WARNING SIREN RADIO | CAL-AMP | INTEGRA TR | 242-4018-551 |  | ICS-RAFPASN105 | INTEGRA TR PROGRAMMER | None | RAFPASN105 | K-FPAWW000 | Y | Windows XP
21 | J8-2109 | FACP | PSY |  |  | FA | SIMPLEX | 4100U | FACP |  |  | PADASUPB rev 13 | None | I5FFACP001 | I5FFA00000 | Y
2016-0014 | J8-2109 | Controls, PLC, CP-5, Pad A [FIC1674] | WWS | KCCS Utility |  | PLC | Allen-Bradley | MicroLogix | 1763-L16DWD |  |  | RSLogix 500 | None | TBD | K-FUCLSU00 | N
2016-0557 | K6-0261 | RELAY OVERCURRENT WESTINGHOUSE | EHV |  |  | Relays-MV | Westinghouse | DTMV01(C) |  |  | N/A |  |  | DGE0300101 | DGFAC0L000
2016-0558 | K6-0261 | RELAY OVERCURRENT WESTINGHOUSE | EHV |  |  | Relays-MV | Westinghouse | DTMV01(C) |  |  | N/A |  |  | DGE0300201 | DGFAC0L000
2016-0559 | K6-0261 | RELAY OVERCURRENT WESTINGHOUSE | EHV |  |  | Relays-MV | Westinghouse | DTMV01(C) |  |  | N/A |  |  | DGE0300301 | DGFAC0L000
2016-0560 | K6-0261 | RELAY OVERCURRENT WESTINGHOUSE | EHV |  |  | Relays-MV | Westinghouse | DTMV01(C) |  |  | N/A |  |  | DGE0300401 | DGFAC0L000
1792 | K6-0288 | FACP | PSY |  |  | FA | SIMPLEX | 4005 | FACP |  |  |  | None | ADFFACP001 | LEFFAAS000 | Y
23 | K6-0494 | FACP | PSY |  |  | FA | SIMPLEX | 4100 | FACP |  |  | REV 4.05.07 | None | BDF41001 | BDFFAK0000 | Y
1378 | K6-0494 | Controls, PLC, RPSF Elevator | ELEV | None |  | PLC | General Electric | 90-30 | IC693CPU363 |  | ICS-BD610000-01 | LOGICMASTER/PROFICY | None | BD610000-01 | BDFEVK0000 | Y
2015-070 | K6-0494 | Controls, PLC, USS-858 [FIC0163] | ELV | KCCS Power | 858 | PLC | Schneider Electric | Modicon Quantum |  |  | ICS-FIC0149 |  |  | FIC0163 | BDFUCP0000 |  | USS 858
2017-19 | K6-0494 | Control Panel, RPSF Elevator | ELEV | None |  | MMI | [5 empty] | MMISoft |  | TBD | BDFEVK0000
2019-087 | K6-0494 | Control Panel, USS-858 | ELV | None | 858 | HMI | Schneider Electric | Magelis | [6 empty] | BDFUCP0000
24 | K6-0545 | FACP | PSY |  |  | FA | SIMPLEX | 4005 | FACP |  |  |  | None | YVFFACP001 | YVFFA91000 | Y
1772 | K6-0546 | TORNADO AREA WARNING SIREN MLP PARKSITE | TAWS | TAWS Radios |  | TORNADO WARNING SIREN PLC | Allen-Bradley | MicroLogix | 1763-L16DWD |  |  | RSLogix 500 | None | LPFPASN109 | K-FPAWW000 | Y | Windows XP
2014-11 | K6-0546 | TORNADO AREA WARNING SIREN MLP PARKSITE | TAWS | TAWS Radios |  | TORNADO WARNING SIREN RADIO | CAL-AMP | INTEGRA TR | 242-4018-551 |  | ICS-LPFPASN109 | INTEGRA TR PROGRAMMER | None | LPFPASN109 | K-FPAWW000 | Y | Windows XP
25 | K6-0547 | FACP | PSY |  |  | FA | SIMPLEX | 4006 | FACP |  |  |  | None | ZVFFACP001 | ZVFFA00000 | Y
1531 | K6-0696 | Controls, PLC, TCHP 3/4 [FIC0070] | HVC | KCCS Utility |  | PLC | Allen-Bradley | SLC 5/05 |  |  | ICS-FIC0070 | RSLOGIX | None | FIC0070 | GDFUCU0000 | Y | TERTIARY PUMPS TCHP-3 & 4
1695 | K6-0696 | Controls, PLC [FIC0016] | HVC | KCCS Utility |  | PLC | Schneider Electric | Modicon Quantum | 140CPU11302 |  | ICS-FIC0016 | Concept 2.5 | None | FIC0016 | GDFUCU0000 | N
2015-030 | K6-0696 | Ethernet Gateway, GN2/GHE Flow Meter [FIC0112] | PPL | KCCS Utility |  | Gateway | B&B Electronics | Vlinx MESR9xx | [5 empty] | FIC0112 | GDFUCU0000
2015-046 | K6-0696 | Ethernet Gateway, BTU Meter [FIC0134] | HVC | KCCS Utility |  | Gateway | B&B Electronics | Vlinx MESR921-ST | [5 empty] | FIC0134 | GDFUCU0000
29 | K6-0743 | FACP | PSY |  |  | FA | SIMPLEX | 4002 | FACP |  |  |  | None | ARFS4002 | ARFFAAS000 | Y
30 | K6-0746 | FACP | PSY |  |  | FA | SIMPLEX | 4006 | FACP |  |  |  | None | ZTFFACP001 | ZTFFA10000 | Y
31 | K6-0791 | FACP | PSY |  |  | FA | SIMPLEX | 4020 | FACP |  |  | 01B2001D rev 3 | None | SSFFACP001 | SSFFA00000 | Y | ABANDONED
437 | K6-0792 | Controls, PLC, LS4A [FIC1550] | WWS | KCCS Utility |  | PLC | Allen-Bradley | SLC 5/05 | 1747-L552 |  | ICS-SSSUC001 | RSLOGIX 500 (VER 7.20.00 CPR7) | None | SSSUC001 | SSFUCU0000 | N
2015-409 | K6-0792 | Control Panel, LS4A | WWS | None |  | HMI | Maple Systems | Graphic HMI | [5 empty] | SSSUC002 | SSFUCU0000 | N
2015-444 | K6-0792 | Controls, Gateway, Lift Station Radio Access Point, VAB Area [FIC1714] | WWS | KCCS Utility |  | Gateway | General Electric | MDS iNet 900 | N/A |  |  | PC Terminal Emulator | Serial Cable | FIC1714 | K-FUCLSU00 | N
32 | K6-0794 | FACP | PSY |  |  | FA | SIMPLEX | 4100U | FACP |  |  | K6_0794 rev 20 | None | ZWFFACP001 | ZWFFA00000 | Y
1375 | K6-0794 | Controls, PLC, TPSF Elevator | ELEV | None |  | PLC | General Electric | 90-30 | IC693CPU350 |  | ICS-ZW600000-01 | LOGICMASTER/PROFICY | None | ZW600000-01 | ZWFEV60000 | Y
1464 | K6-0794 | WORKSTATION | HVC | None |  | DDC | Andover |  |  |  |  | CONTINUUM | None | K6-0794HVC | ZWFHV60000 | N | TPSF
1465 | K6-0794 | NET CONTROLLER | HVC | None |  | DDC | Andover | CX9900 |  |  |  | CONTINUUM | None | K6-0794HVC | ZWFHV60000 | N | TPSF
1466 | K6-0794 | AHU-1 | HVC | None |  | DDC | Andover | LCX810 |  |  |  | CONTINUUM | None | K6-0794HVC | ZWFHV60000 | N | TPSF
1467 | K6-0794 | AHU-2 | HVC | None |  | DDC | Andover | LCX811 |  |  |  | CONTINUUM | None | K6-0794HVC | ZWFHV60000 | N | TPSF
1468 | K6-0794 | AHU-3 | HVC | None |  | DDC | Andover | LCX812 |  |  |  | CONTINUUM | None | K6-0794HVC | ZWFHV60000 | N | TPSF
1469 | K6-0794 | AHU-4 | HVC | None |  | DDC | Andover | LCX813 |  |  |  | CONTINUUM | None | K6-0794HVC | ZWFHV60000 | N | TPSF
1470 | K6-0794 | AHU-5 | HVC | None |  | DDC | Andover | LCX814 |  |  |  | CONTINUUM | None | K6-0794HVC | ZWFHV60000 | N | TPSF
1471 | K6-0794 | VAV-1.1 THRU VAV-3.8 | HVC | None |  | DDC | Andover | TCX865 |  |  |  | CONTINUUM | None | K6-0794HVC | ZWFHV60000 | N | TPSF
1472 | K6-0794 | VAV-4.1 THRU VAV-4.2B | HVC | None |  | DDC | Andover | i2865 |  |  |  | CONTINUUM | None | K6-0794HVC | ZWFHV60000 | N | TPSF
1473 | K6-0794 | VAV-4.3 THRU VAV-4.5 | HVC | None |  | DDC | Andover | TCX865 |  |  |  | CONTINUUM | None | K6-0794HVC | ZWFHV60000 | N | TPSF
1474 | K6-0794 | Controls, PLC, TCHP 1/2 [FIC0072] | HVC | KCCS Utility |  | PLC | Allen-Bradley | SLC 5/05 |  |  | ICS-FIC0072 | RSLOGIX | None | FIC0072 | ZWFUCU0000 | Y | TERTIARY PUMPS TCHP-1 & 2
1706 | K6-0794 | Controls, PLC, USS-845 [FIC0157] | ELV | KCCS Power | 845 | PLC | Schneider Electric | Modicon Quantum | 140CPU11302 |  | ICS-FIC0157 | Concept 2.5 | None | FIC0157 | ZWFUCP0000 | Y | Substation 848 PLC
2015-048 | K6-0794 | Ethernet Gateway, BTU Meter [FIC0136] | HVC | KCCS Utility |  | Gateway | B&B Electronics | Vlinx MESR921-ST | [5 empty] | FIC0136 | ZWFUCU0000
2017-20 | K6-0794 | Control Panel, TPSF Elevator | ELEV | None |  | MMI | [5 empty] | MMISoft |  | TBD | ZWFEV60000
2019-099 | K6-0794 | Controls, BAS, Netcontroller | HVAC | SA |  | Network | Andover | 9680 |  |  |  |  | Continuum | NA
2019-086 | K6-0795 | Control Panel, USS-845 | ELV | None | 845 | HMI | Schneider Electric | Magelis | [6 empty] | ZWFUCP0000
36 | K6-0848 | FACP TOWER-A | PSY |  |  | FA | SIMPLEX | 4100 | FACP |  |  | REV 4.05.07 | None | VNF41001 | 20FFAV0000 | Y | WAITING TURNOVER
41 | K6-0848 | FACP VAB 3L5 | PSY |  |  | FA | SIMPLEX | 4020 | FACP |  |  | REV 4.05.07 | None | VXFFAPA001 | 20FFAV0000 | Y
42 | K6-0848 | FACP VAB SUB-ROOF | PSY |  |  | FA | SIMPLEX | 4002 | FACP |  |  | REV 4.05.07 | None | VRFS4002 | 20FFAV0000 | Y | DECOMMISSIONED
1345 | K6-0848 | Controls, PLC, VAB Elevator 1 [FIC0573] | ELEV | KCCS Power |  | PLC | General Electric | 90-30 | IC693CPU351 |  | ICS-VA601000-01 | PROFICY | None | VA601000-01 | 20FUCP0000 | Y | VAB ELEVATOR #1
1346 | K6-0848 | Controls, PLC, VAB Elevator 3 [FIC0575] | ELEV | KCCS Power |  | PLC | General Electric | 90-30 | IC693CPU350 |  | ICS-VA603001-01 | PROFICY | None | VA603001-01 | 20FUCP0000 | Y | VAB ELEVATOR #3
1347 | K6-0848 | Controls, PLC, VAB Elevator 4 [FIC0577] | ELEV | KCCS Power |  | PLC | General Electric | 90-30 | IC693CPU350 |  | ICS-VA604001-01 | PROFICY | None | VA604001-01 | 20FUCP0000 | Y | VAB ELEVATOR #4
1348 | K6-0848 | Controls, PLC, VAB Elevator 5 [FIC0579] | ELEV | KCCS Power |  | PLC | General Electric | 90-30 | IC693CPU350 |  | ICS-VA605001-01 | PROFICY | None | VA605001-01 | 20FUCP0000 | Y | VAB ELEVATOR #5
1349 | K6-0848 | Controls, PLC, VAB Elevator 6 [FIC0581] | ELEV | KCCS Power |  | PLC | General Electric | 90-30 | IC693CPU350 |  | ICS-VA606001-01 | PROFICY | None | VA606001-01 | 20FUCP0000 | Y | VAB ELEVATOR #6
1350 | K6-0848 | Controls, PLC, VAB Elevator 9 [FIC0583] | ELEV | KCCS Power |  | PLC | General Electric | 90-30 | IC693CPU350 |  | ICS-VA609001-01 | PROFICY | None | VA609001-01 | 20FUCP0000 | Y | VAB ELEVATOR #9
1351 | K6-0848 | Controls, PLC, VAB Elevator 10 [FIC0585] | ELEV | KCCS Power |  | PLC | General Electric | 90-30 | IC693CPU350 |  | ICS-VA610001-01 | PROFICY | None | VA610001-01 | 20FUCP0000 | Y | VAB ELEVATOR #10
1352 | K6-0848 | Controls, PLC, VAB Elevator 11 [FIC0587] | ELEV | KCCS Power |  | PLC | General Electric | 90-30 | IC693CPU351 |  | ICS-VA611001-01 | PROFICY | None | VA611001-01 | 20FUCP0000 | Y | VAB ELEVATOR #11
1353 | K6-0848 | Controls, PLC, VAB Elevator 12 [FIC0589] | ELEV | KCCS Power |  | PLC | General Electric | 90-30 | IC693CPU351 |  | ICS-VA612001-01 | PROFICY | None | VA612001-01 | 20FUCP0000 | Y | VAB ELEVATOR #12
1354 | K6-0848 | Controls, PLC, VAB Elevator 13 [FIC0591] | ELEV | KCCS Power |  | PLC | Allen Bradley | Contorl Logix | 1756-L73S |  | ICS-VA613001-01 | Studio 5000 | None | VA613001-01 | 20FUCP0000 | Y | VAB ELEVATOR #13
1355 | K6-0848 | Controls, PLC, VAB Elevator 14 [FIC0593] | ELEV | KCCS Power |  | PLC | Allen Bradley | Contorl Logix | 1756-L73S |  | ICS-VA614001-01 | Studio 5000 | None | VA614001-01 | 20FUCP0000 | Y | VAB ELEVATOR #14
1356 | K6-0848 | Controls, PLC, VAB Elevator 15 [FIC0595] | ELEV | KCCS Power |  | PLC | Allen Bradley | Contorl Logix | 1756-L73S |  | ICS-VA615001-01 | Studio 5000 | None | VA616001 | 20FUCP0000 | Y | VAB ELEVATOR #15
1357 | K6-0848 | Controls, PLC, VAB Elevator 17 [FIC0597] | ELEV | KCCS Power |  | PLC | General Electric | 90-30 | IC693CPU350 |  | ICS-VA617001-01 | LOGICMASTER/PROFICY | None | VA617001-01 | 20FUCP0000 | Y | VAB ELEVATOR #17
1358 | K6-0848 | Controls, PLC, VAB Elevator 18 [FIC0599] | ELEV | KCCS Power |  | PLC | General Electric | 90-30 | IC693CPU350 |  | ICS-VA618001-01 | LOGICMASTER/PROFICY | None | VA618001-01 | 20FUCP0000 | Y | VAB ELEVATOR #18
1359 | K6-0848 | Controls, PLC, VAB Elevator 19 [FIC0601] | ELEV | KCCS Power |  | PLC | General Electric | 90-30 | IC693CPU350 |  | ICS-VA619001-01 | LOGICMASTER/PROFICY | None | VA619001-01 | 20FUCP0000 | Y | VAB ELEVATOR #19
1360 | K6-0848 | Controls, PLC, VAB Elevator 20 [FIC0603] | ELEV | KCCS Power |  | PLC | General Electric | 90-30 | IC693CPU350 |  | ICS-VA620001-01 | LOGICMASTER/PROFICY | None | VA620001-01 | 20FUCP0000 | Y | VAB ELEVATOR #20
1361 | K6-0848 | Controls, PLC, VAB Elevator 21 [FIC0605] | ELEV | KCCS Power |  | PLC | General Electric | 90-30 | IC693CPU350 |  | ICS-VA621001-01 | LOGICMASTER/PROFICY | None | VA621001-01 | 20FUCP0000 | Y | VAB ELEVATOR #21
1454 | K6-0848 | AT-167 | HVC | None |  | DDC | Andover | i2850 |  |  |  | CONTINUUM | None | K6-0848HVC | 20FHVV0000 | Y | VAB
1455 | K6-0848 | AT-168 THRU AT-178 | HVC | None |  | DDC | Andover | TCX850 |  |  |  | CONTINUUM | None | K6-0848HVC | 20FHVV0000 | Y | VAB
1456 | K6-0848 | RHC-171 | HVC | None |  | DDC | Andover | TCX850 |  |  |  | CONTINUUM | None | K6-0848HVC | 20FHVV0000 | Y | VAB
1457 | K6-0848 | RHC-172 | HVC | None |  | DDC | Andover | TCX850 |  |  |  | CONTINUUM | None | K6-0848HVC | 20FHVV0000 | Y | VAB
1458 | K6-0848 | RHC-173 | HVC | None |  | DDC | Andover | TCX851 |  |  |  | CONTINUUM | None | K6-0848HVC | 20FHVV0000 | Y | VAB
1459 | K6-0848 | RHC-174 | HVC | None |  | DDC | Andover | TCX851 |  |  |  | CONTINUUM | None | K6-0848HVC | 20FHVV0000 | Y | VAB
1460 | K6-0848 | RHC-175 | HVC | None |  | DDC | Andover | TCX851 |  |  |  | CONTINUUM | None | K6-0848HVC | 20FHVV0000 | Y | VAB
1461 | K6-0848 | VAV-119 | HVC | None |  | DDC | Andover | TCX850 |  |  |  | CONTINUUM | None | K6-0848HVC | 20FHVV0000 | Y | VAB
1462 | K6-0848 | Controls, PLC, TCHP 7/8 [FIC0076] | HVC | KCCS Utility |  | PLC | Allen-Bradley | SLC 5/05 |  |  | ICS-FIC0076 | RSLOGIX | None | FIC0076 | 20FUCU0000 | Y | TERTIARY PUMPS TCHP-7 & 8
1463 | K6-0848 | Controls, PLC, TCHP 11/12 [FIC0078] | HVC | KCCS Utility |  | PLC | Allen-Bradley | SLC 5/05 |  |  | ICS-FIC0078 | RSLOGIX | None | FIC0078 | 20FUCU0000 | Y | TERTIARY PUMPS TCHP-11 & 12
1653 | K6-0848 | WORKSTATION | HVC |  |  | DDC | Andover |  |  |  |  | CONTINUUM | None | K6-0848HVC | 20FHVV0000 | Y | VAB
1654 | K6-0848 | NETCONTROLLER | HVC |  |  | DDC | Andover | CX9200 |  |  |  | CONTINUUM | None | K6-0848HVC | 20FHVV0000 | N | VAB
1655 | K6-0848 | AHU-100 | HVC |  |  | DDC | Andover | LCX920 |  |  |  | CONTINUUM | None | K6-0848HVC | 20FHVV0000 | Y | VAB
1656 | K6-0848 | AHU-101 | HVC |  |  | DDC | Andover | LCX920 |  |  |  | CONTINUUM | None | K6-0848HVC | 20FHVV0000 | Y | VAB
1657 | K6-0848 | AHU-102 | HVC |  |  | DDC | Andover | LCX920 |  |  |  | CONTINUUM | None | K6-0848HVC | 20FHVV0000 | Y | VAB
1658 | K6-0848 | AHU-103 | HVC |  |  | DDC | Andover | LCX920 |  |  |  | CONTINUUM | None | K6-0848HVC | 20FHVV0000 | Y | VAB
1659 | K6-0848 | AT-100, AT-107 | HVC |  |  | DDC | Andover | TCX850 |  |  |  | CONTINUUM | None | K6-0848HVC | 20FHVV0000 | Y | VAB
1660 | K6-0848 | AT-108 | HVC |  |  | DDC | Andover | i2850 |  |  |  | CONTINUUM | None | K6-0848HVC | 20FHVV0000 | Y | VAB
1661 | K6-0848 | AT-109 | HVC |  |  | DDC | Andover | TCX850 |  |  |  | CONTINUUM | None | K6-0848HVC | 20FHVV0000 | Y | VAB
1662 | K6-0848 | AT-110 | HVC |  |  | DDC | Andover | i2850 |  |  |  | CONTINUUM | None | K6-0848HVC | 20FHVV0000 | Y | VAB
1663 | K6-0848 | AT-111 THRU AT-118 | HVC |  |  | DDC | Andover | TCX850 |  |  |  | CONTINUUM | None | K6-0848HVC | 20FHVV0000 | Y | VAB
1664 | K6-0848 | AT-119 | HVC |  |  | DDC | Andover | i2850 |  |  |  | CONTINUUM | None | K6-0848HVC | 20FHVV0000 | Y | VAB
1665 | K6-0848 | AT-120A THRU AT-121C | HVC |  |  | DDC | Andover | TCX850 |  |  |  | CONTINUUM | None | K6-0848HVC | 20FHVV0000 | Y | VAB
1666 | K6-0848 | AT-121 | HVC |  |  | DDC | Andover | i2850 |  |  |  | CONTINUUM | None | K6-0848HVC | 20FHVV0000 | Y | VAB
1667 | K6-0848 | AT-122A THRU AT-123 | HVC |  |  | DDC | Andover | TCX850 |  |  |  | CONTINUUM | None | K6-0848HVC | 20FHVV0000 | Y | VAB
1668 | K6-0848 | AT-124 | HVC |  |  | DDC | Andover | i2850 |  |  |  | CONTINUUM | None | K6-0848HVC | 20FHVV0000 | Y | VAB
1669 | K6-0848 | AT-127A | HVC |  |  | DDC | Andover | TCX850 |  |  |  | CONTINUUM | None | K6-0848HVC | 20FHVV0000 | Y | VAB
1670 | K6-0848 | AT-127 | HVC |  |  | DDC | Andover | i2850 |  |  |  | CONTINUUM | None | K6-0848HVC | 20FHVV0000 | Y | VAB
1671 | K6-0848 | AT-136A THRU AT-137 | HVC |  |  | DDC | Andover | 250 |  |  |  | CONTINUUM | None | K6-0848HVC | 20FHVV0000 | Y | VAB
1672 | K6-0848 | AT-138A THRU AT-166 | HVC |  |  | DDC | Andover | TCX850 |  |  |  | CONTINUUM | None | K6-0848HVC | 20FHVV0000 | Y | VAB
1699 | K6-0848 | Controls, PLC [FIC0001] | ELV | KCCS Power | 117 | PLC | Schneider Electric | M580 | Processor V. 2.20-9 |  | ICS-177993 | Unity Pro XL | None | 177993 | 20FUCP0000 | Y
1700 | K6-0848 | Controls, PLC [FIC0002] | HVC | KCCS Utility |  | PLC | Schneider Electric | M580 | Processor V. 2.20-9 |  | ICS-FIC0002 | Unity Pro XL | None | FIC0002 | 20FUCU0000 | N
1701 | K6-0848 | Controls, PLC [FIC0004] | HVC | KCCS Utility |  | PLC | Schneider Electric | M580 | Processor V. 2.20-9 |  | ICS-FIC0004 | Unity Pro XL | None | FIC0004 | 20FUCU0000 | N
1702 | K6-0848 | Controls, PLC [FIC0005] | ELV | KCCS Power |  | PLC | Schneider Electric | M580 | Processor V. 2.20-9 |  | ICS-207204 | Unity Pro XL | None | 207204 | 20FUCP0000 | Y
1779 | K6-0848 | Controls, PLC, USS-800 [FIC0149] | ELV | KCCS Power | 800 | PLC | Schneider Electric | Modicon Quantum | 140CPU11302 |  | ICS-FIC0149 | Concept 2.5 | None | FIC0149 | 20FUCP0000 | Y | USS 800
1780 | K6-0848 | Controls, PLC, USS-816 [FIC0113] | ELV | KCCS Power | 816 | PLC | Schneider Electric | Modicon Quantum | 140CPU11302 |  |  |  | None | FIC0113 | 20FUCP0000 | Y | USS 816
1781 | K6-0848 | Controls, PLC, USS-808 [FIC0475] | ELV | KCCS Power | 808 | PLC | Schneider Electric | Modicon Quantum | 140CPU11302 |  | ICS-FIC0475 | Concept 2.6 | None | FIC0475 | 20FUCP0000 | Y | USS 808
1782 | K6-0848 | Controls, PLC, USS-809 [FIC0483] | ELV | KCCS Power | 809 | PLC | Schneider Electric | Modicon Quantum | 140CPU11302 |  |  | Concept 2.6 | None | FIC0483 | 20FUCP0000 | Y | USS 809
2014-47 | K6-0848 | FOIDS - VAB-LCC PERIMETER | SEC | VLAN on ETXS |  | FIBER OPTIC INTRUSION DETECTION SYSTEM | FIBERSENSYS | FOIDS | FD-208 |  |  | SPECTRAVIEW | None | VAFKPFD191 | 20FKPLEN04 | Y | Windows XP
2015-001 | K6-0848 | UPS-9, 9390-160, 160KVA, 480VAC Out, VAB [FIC0003] | ELV | KCCS Power | 9 | UPS-Self Contained | Eaton Powerware | Power Xpert Gateway | [5 empty] | VAUP009 | 20FUPVA000
2015-034 | K6-0848 | Ethernet Gateway, Tower B Flow Meter [FIC0120] | PPL | KCCS Utility |  | Gateway | B&B Electronics | Vlinx MESR9xx | [5 empty] | FIC0120 | 20FUCU0000
2015-035 | K6-0848 | Ethernet Gateway, Tower D Flow Meter [FIC0122] | PPL | KCCS Utility |  | Gateway | B&B Electronics | Vlinx MESR9xx | [5 empty] | FIC0122 | 20FUCU0000
2015-037 | K6-0848 | Ethernet Gateway, Tower E Flow Meter [FIC0124] | PPL | KCCS Utility |  | Gateway | B&B Electronics | Vlinx MESR9xx | [5 empty] | FIC0124 | 20FUCU0000
2015-039 | K6-0848 | Ethernet Gateway, Tower F Flow Meter [FIC0126] | PPL | KCCS Utility |  | Gateway | B&B Electronics | Vlinx MESR9xx | [5 empty] | FIC0126 | 20FUCU0000
2015-044 | K6-0848 | Ethernet Gateway, BTU Meter [FIC0132] | HVC | KCCS Utility |  | Gateway | B&B Electronics | Vlinx MESR921-ST | [5 empty] | FIC0132 | 20FUCU0000
2015-128 | K6-0848 | Controls, PLC, SS-810 [FIC0401] | ELV | KCCS Power | 810 | PLC | Schneider Electric | Modicon Quantum | [5 empty] | FIC0401 | 20FUCP0000
2015-131 | K6-0848 | Controls, PLC, SS-817 [FIC0407] | ELV | KCCS Power | 817 | PLC | Schneider Electric | Modicon Quantum | [5 empty] | FIC0407 | 20FUCP0000
2016-1305 | K6-0848 | RELAY MULTIPHASE TIME OC RELAY VFI 733-V1 | EHV |  |  | Relays-MV | G & W ELECTRIC CO. | Type 3 |  |  | N/A |  | None | VAE0101501 | 20FACV0000
2016-1306 | K6-0848 | RELAY MULTIPHASE TIME OC RELAY VFI 733-V2 | EHV |  |  | Relays-MV | G & W ELECTRIC CO. | Type 3 |  |  | N/A |  | None | VAE0101502 | 20FACV0000
2016-1307 | K6-0848 | RELAY MULTIPHASE TIME OC RELAY VFI 733-V3 | EHV |  |  | Relays-MV | G & W ELECTRIC CO. | Type 3 |  |  | N/A |  | None | VAE0101503 | 20FACV0000
2016-1308 | K6-0848 | RELAY MULTIPHASE TIME OC RELAY VFI 733-V4 | EHV |  |  | Relays-MV | G & W ELECTRIC CO. | Type 3 |  |  | N/A |  | None | VAE0101504 | 20FACV0000
2016-1309 | K6-0848 | OC RELAY, VFI-744 V-1 TWR D FLR 4 | EHV |  |  | Relays-MV | G & W ELECTRIC CO. | Type 3 |  |  | N/A |  | None | VAE0101601 | 20FACV0000
2016-1310 | K6-0848 | OC RELAY, VFI-744 V-2 TWR D FLR 4 | EHV |  |  | Relays-MV | G & W ELECTRIC CO. | Type 3 |  |  | N/A |  | None | VAE0101602 | 20FACV0000
2016-1311 | K6-0848 | OC RELAY, VFI-744 V-3 TWR D FLR 4 | EHV |  |  | Relays-MV | G & W ELECTRIC CO. | Type 3 |  |  | N/A |  | None | VAE0101603 | 20FACV0000
2016-1312 | K6-0848 | OC RELAY, VFI-747 V-1 TWR E FLR 11 | EHV |  |  | Relays-MV | G & W ELECTRIC CO. | Type 3 |  |  | N/A |  | None | VAE0101701 | 20FACV0000
2016-1313 | K6-0848 | OC RELAY, VFI-747 V-2 TWR E FLR 11 | EHV |  |  | Relays-MV | G & W ELECTRIC CO. | Type 3 |  |  | N/A |  | None | VAE0101702 | 20FACV0000
2016-1314 | K6-0848 | OC RELAY, VFI-747 V-3 TWR E FLR 11 | EHV |  |  | Relays-MV | G & W ELECTRIC CO. | Type 3 |  |  | N/A |  | None | VAE0101703 | 20FACV0000
2016-1315 | K6-0848 | OC RELAY, VFI-747 V-4 TWR E FLR 11 | EHV |  |  | Relays-MV | G & W ELECTRIC CO. | Type 3 |  |  | N/A |  | None | VAE0101704 | 20FACV0000
2016-1316 | K6-0848 | Relay, G&W Type 3.1.0, Overcurrent, VFI-746 Position V1 | EHV |  |  | Relays-MV | G & W ELECTRIC CO. | Type 3 |  |  | N/A |  | None | VAE0174601 | 20FACV0000
2016-1317 | K6-0848 | Relay, G&W Type 3.1.0, Overcurrent, VFI-746 Position V2 | EHV |  |  | Relays-MV | G & W ELECTRIC CO. | Type 3 |  |  | N/A |  | None | VAE0174602 | 20FACV0000
2016-1318 | K6-0848 | Relay, G&W Type 3.1.0, Overcurrent, VFI-746 Position V3 | EHV |  |  | Relays-MV | G & W ELECTRIC CO. | Type 3 |  |  | N/A |  | None | VAE0174603 | 20FACV0000
2016-1319 | K6-0848 | Relay, G&W Type 3.1.0, Overcurrent, VFI-748 Position V1 | EHV |  |  | Relays-MV | G & W ELECTRIC CO. | Type 3 |  |  | N/A |  | None | VAE0174801 | 20FACV0000
2016-1320 | K6-0848 | Relay, G&W Type 3.1.0, Overcurrent, VFI-748 Position V2 | EHV |  |  | Relays-MV | G & W ELECTRIC CO. | Type 3 |  |  | N/A |  | None | VAE0174802 | 20FACV0000
2016-1321 | K6-0848 | Relay, G&W Type 3.1.0, Overcurrent, VFI-748 Position V3 | EHV |  |  | Relays-MV | G & W ELECTRIC CO. | Type 3 |  |  | N/A |  | None | VAE0174803 | 20FACV0000
2016-1382 | K6-0848 | Controls, PLC, VAB Elevator #16 [FIC0557] | ELEV | KCCS Power |  | PLC | Allen-Bradley | ControlLogix | Logix5571 |  |  | RSLogix 5000 | None | TBD (VA616001-01) | VSFEVVV000 |  | VAB ELEVATOR #16
2017-13 | K6-0848 | FACP KCCS I/F | PSY |  |  | FA | SIMPLEX | 4100ES | FACP |  |  | K6_848K rev 15 | None
2017-21 | K6-0848 | Control Panel, VAB Elevator 10 | ELEV | None |  | MMI | [7 empty] | TBD | 20FUCP0000
2017-22 | K6-0848 | Control Panel, VAB Elevator 11 | ELEV | None |  | MMI | [7 empty] | TBD | 20FUCP0000
2017-23 | K6-0848 | Control Panel, VAB Elevator 12 | ELEV | None |  | MMI | [7 empty] | TBD | 20FUCP0000
2017-24 | K6-0848 | Control Panel, VAB Elevator 17 | ELEV | None |  | MMI | [7 empty] | TBD | 20FUCP0000
2017-25 | K6-0848 | Control Panel, VAB Elevator 18 | ELEV | None |  | MMI | [7 empty] | TBD | 20FUCP0000
2017-26 | K6-0848 | Control Panel, VAB Elevator 19 | ELEV | None |  | MMI | [7 empty] | TBD | 20FUCP0000
2017-27 | K6-0848 | Control Panel, VAB Elevator 20 | ELEV | None |  | MMI | [7 empty] | TBD | 20FUCP0000
2017-38 | K6-0848 | Controls, PLC, VAB Elevator 13 [FIC0591] | ELEV | KCCS Power |  | PLC | Allen-Bradley | ControlLogix | Logix5571 |  |  | RSLogix 5000 | None | VA613001-02 TBD | 20FUCP0000 | Y | VAB ELEVATOR #13
2017-39 | K6-0848 | Controls, PLC, VAB Elevator 14 [FIC0593] | ELEV | KCCS Power |  | PLC | Allen-Bradley | ControlLogix | Logix5571 |  |  | RSLogix 5000 | None | VA614001-02 TBD | 20FUCP0000 | Y | VAB ELEVATOR #14
2017-40 | K6-0848 | Controls, PLC, VAB Elevator 15 [FIC0595] | ELEV | KCCS Power |  | PLC | Allen-Bradley | ControlLogix | Logix5571 |  |  | RSLogix 5000 | None | VA615001-02 TBD | 20FUCP0000 | Y | VAB ELEVATOR #15
2019-013 | K6-0848 | ODMS, VAB PLTFR C, GASPROTECH SERIES 2100, UNIT 4 | ODMS | KCCS |  | PLC | GE | GE-FANUC | 90-30 | IC693CPU374 | ICS-ODMS-01 | ** Proprietary ** | GE Proficy Machine/Laptop | VAOMDS-HB3PC
2019-014 | K6-0848 | ODMS, VAB PLTFR E, GASPROTECH SERIS 2100, UNIT 15 | ODMS | KCCS |  | PLC | GE | GE-FANUC | 90-30 | IC693CPU374 | ICS-ODMS-01 | ** Proprietary ** | GE Proficy Machine/Laptop | VAOMDS-HB3PE
2019-015 | K6-0848 | ODMS, VAB PLTFR F, GASPROTECH SERIES 2100, UNIT 16 | ODMS | KCCS |  | PLC | GE | GE-FANUC | 90-30 | IC693CPU374 | ICS-ODMS-01 | ** Proprietary ** | GE Proficy Machine/Laptop | VAOMDS-HB3PF
2019-017 | K6-0848 | ODMS, VAB, SERIES 2100, HIGH BAY 3, PLATFORM D UNIT 27 | ODMS | KCCS |  | PLC | GE | GE-FANUC | 90-30 | IC693CPU374 | ICS-ODMS-01 | ** Proprietary ** | GE Proficy Machine/Laptop | VAOMDS-HB3PD
2019-062 | K6-0848 | VAB SS-801 PLC Source Code [FIC0277] | ELV | KCCS Power | 801
2019-067 | K6-0848 | VAB SS-811 PLC Source Code [FIC0235] | ELV | KCCS Power | 811
2019-074 | K6-0848 | Control Panel, USS-800 | ELV | None | 800 | HMI | Schneider Electric | Magelis | [6 empty] | 20FUCP0000
2019-075 | K6-0848 | Control Panel, USS-808 | ELV | None | 808 | HMI | Schneider Electric | Magelis | [6 empty] | 20FUCP0000
2019-076 | K6-0848 | Control Panel, USS-809 | ELV | None | 809 | HMI | Schneider Electric | Magelis | [6 empty] | 20FUCP0000
2019-077 | K6-0848 | Control Panel, USS-810 | ELV | None | 810 | HMI | Schneider Electric | Magelis | [6 empty] | 20FUCP0000
2019-078 | K6-0848 | Control Panel, USS-811 | ELV | None | 811 | HMI | Schneider Electric | Magelis | [6 empty] | 20FUCP0000
2019-079 | K6-0848 | Control Panel, USS-816 | ELV | None | 816 | HMI | Schneider Electric | Magelis | [6 empty] | 20FUCP0000
2019-080 | K6-0848 | Control Panel, USS-817 | ELV | None | 817 | HMI | Schneider Electric | Magelis | [6 empty] | 20FUCP0000
2019-101 | K6-0848 | Controls, BAS, Netcontroller | HVAC | SA |  | Network | Andover | CX9200 |  |  |  |  | Continuum | NA
43 | K6-0894 | FACP | PSY |  |  | FA | SIMPLEX | 4100U | FACP |  |  | REV 4.05.07 | None | DBFFACPN26 | 19FFAAS000 | Y
44 | K6-0894 | Pre-Action Control Panel | PSY |  |  | FA | SIMPLEX | 4020 | FACP |  |  | REV 4.05.07 | None | DBFFAPA001 | 19FFAAS000 | Y
1388 | K6-0894 | Controls, PLC, OPF Annex Elevator | ELEV | None |  | PLC | General Electric | 90-30 | IC693CPU350 |  |  | LOGICMASTER/PROFICY | None | BC600001-01 | BCFEVFE000 | Y
1707 | K6-0894 | Controls, PLC [FIC0014] | HVC | KCCS Utility |  | PLC | Schneider Electric | Modicon Quantum | 140CPU11302 |  | ICS-FIC0014 | Concept 2.5 | None | FIC0014 | 19FUCU0000 | N
1708 | K6-0894 | Controls, PLC [FIC0015] | ELV | KCCS Power |  | PLC | Schneider Electric | Modicon Quantum | 140CPU11302 |  | ICS-207205 | Concept 2.5 | None | 207205 | 19FUCP0000 | Y
1709 | K6-0894 | Controls, PLC, USS-840 [FIC0245] | ELV | KCCS Power | 840 | PLC | Schneider Electric | Modicon Quantum | 140CPU11302 |  | ICS-FIC0245 | Concept 2.5 | None | FIC0245 | 19FUCP0000 | Y | Not ISC
1710 | K6-0894 | Controls, PLC, USS-841 [FIC0251] | ELV | KCCS Power | 841 | PLC | Schneider Electric | Modicon Quantum | 140CPU11302 |  | ICS-FIC0251 | Concept 2.5 | None | FIC0251 | 19FUCP0000 | Y | Not ISC
2015-050 | K6-0894 | Ethernet Gateway, BTU Meter [FIC0138] | HVC | KCCS Utility |  | Gateway | B&B Electronics | Vlinx MESR921-ST | [5 empty] | FIC0138 | 19FUCU0000
2016-0049 | K6-0894 | Remote Input / Output [RIO-0014-1] | ELV | KCCS Utility |  | PLC | Schneider Electric | Modicon Quantum | [5 empty] | E-00008246 | 19FUCU0000
2017-28 | K6-0894 | Control Panel, OPF Annex Elevator | ELEV | None |  | MMI | [5 empty] | MMISoft |  | TBD | BCFEVFE000
45 | K6-0895 | FACP | PSY |  |  | FA | SIMPLEX | 4002 | FACP |  |  | K6_0895 rev 4 | None | ZOFS4002 | ZOFFA00000 | Y
2019-033 | K6-0895 | Water Booster Pump Station Utility Source Code [FIC1634] | WWS | KCCS Utility | [6 empty] | ICS-FIC1634
2019-035 | K6-0895 | Water Quality Analyzer Facility Utility Source Code [FIC1636] | WWS | KCCS Utility | [6 empty] | ICS-FIC1636
49 | K6-0900 | NDU, LCC | PSY |  |  | FA | SIMPLEX | 4100 | FACP |  |  | REV 4.05.07 | None | LCFFADU0015 | LCFFACP000 | Y
50 | K6-0900 | Pre-Action Control Panel, LCC 3R17A | PSY |  |  | FA | SIMPLEX | 4020 | FACP |  |  | REV 4.05.07 | None | LCFFAPAN12 | LCFFACP000 | Y
52 | K6-0900 | Pre-Action Control Panel, LCC 2P17 | PSY |  |  | FA | SIMPLEX | 4020 | FACP |  |  | REV 4.05.07 | None | LCFFAPAN14 | LCFFACP000 | Y
53 | K6-0900 | Pre-Action Control Panel, LCC 1P1 | PSY |  |  | FA | SIMPLEX | 4020 | FACP |  |  | REV 4.05.07 | None | LCFFAPAN17 | LCFFACP000 | Y
54 | K6-0900 | FACP FR #1 | PSY |  |  | FA | SIMPLEX | 4100U | FACP |  |  | REV 4.05.07 | None | LCFFACPN18 | LCFFAAS000 | Y
55 | K6-0900 | Pre-Action Control Panel, LCC 2R19B | PSY |  |  | FA | SIMPLEX | 4020 | FACP |  |  | REV 4.05.07 | None | LCFFAPAN13 | LCFFACP000 | Y
56 | K6-0900 | Pre-Action Control Panel, LCC 2P10C | PSY |  |  | FA | SIMPLEX | 4020 | FACP |  |  | REV 4.05.07 | None | LCFFAPAN15 | LCFFACP000 | Y
57 | K6-0900 | Pre-Action Control Panel, LCC 1P9 | PSY |  |  | FA | SIMPLEX | 4020 | FACP |  |  | REV 4.05.07 | None | LCFFAPAN16 | LCFFACP000 | Y
325 | K6-0900 | TORNADO AREA WARNING SIRENS / LENEL INTEGRATION | TAWS | TAWS Radios |  | TORNADO WARNING SIREN MASTER CONTROL SYSTEM PLC | Allen-Bradley | MicroLogix | 1763-L16DWD |  | ICS-LCFPACP001 | RSLogix 500 | None | LCFPACP001 | K-FPAWW000 | Y | Room 1P11, Windows XP
1362 | K6-0900 | Controls, PLC, LCC Elevator #22 | ELEV | None |  | PLC | General Electric | 90-30 | IC693CPU350 |  | ICS-LC622001-01 | LOGICMASTER/PROFICY | None | LC622001-01 | 28FEVL2200 | Y
1363 | K6-0900 | Controls, PLC, LCC Elevator #23 | ELEV | None |  | PLC | General Electric | 90-30 | IC693CPU350 |  |  | LOGICMASTER/PROFICY | None | LC623001-01 | 28FEVL2300 | Y
1364 | K6-0900 | Controls, PLC, LCC Elevator #24 | ELEV | None |  | PLC | General Electric | 90-30 | IC693CPU350 |  | ICS-LC624001-01 | LOGICMASTER/PROFICY | None | LC624001-01 | 28FEVL2400 | Y
1365 | K6-0900 | Controls, PLC, LCC Elevator #25 | ELEV | None |  | PLC | General Electric | 90-30 | IC693CPU350 |  | ICS-LC625001-01 | LOGICMASTER/PROFICY | None | LC625001-01 | 28FEVL2500 | Y
1453 | K6-0900 | Pad B Fire Suppression Backup Panel | WWS | None |  | HMI | Allen-Bradley | PanelView Plus 1250 | 2711P-K12C15B1 |  | ICS-FIC0038 | FactoryTalk View Studio | None | LCFUC001 | LCFUCU0000 | N | Not Online
1584 | K6-0900 | Workstation, Andover, LCC-WS | HVC |  |  | DDC | Andover |  |  |  |  | CONTINUUM | None | 28AUC002 | 28FHVL0000 | Y | LCC
1585 | K6-0900 | NET CONTROLLER | HVC |  |  | DDC | Andover | CX9900 |  |  |  | CONTINUUM | None | K6-0900HVC | 28FHVL0000 | N | LCC
1586 | K6-0900 | AHU-200 | HVC |  |  | DDC | Andover | CSX920 |  |  |  | CONTINUUM | None | K6-0900HVC | 28FHVL0000 | Y | LCC
1587 | K6-0900 | AHU-201 | HVC |  |  | DDC | Andover | CSX920 |  |  |  | CONTINUUM | None | K6-0900HVC | 28FHVL0000 | Y | LCC
1588 | K6-0900 | AHU-202 | HVC |  |  | DDC | Andover | CSX920 |  |  |  | CONTINUUM | None | K6-0900HVC | 28FHVL0000 | Y | LCC
1589 | K6-0900 | AHU-203 | HVC |  |  | DDC | Andover | CSX920 |  |  |  | CONTINUUM | None | K6-0900HVC | 28FHVL0000 | Y | LCC
1590 | K6-0900 | AHU-204 | HVC |  |  | DDC | Andover | i2810 |  |  |  | CONTINUUM | None | K6-0900HVC | 28FHVL0000 | Y | LCC
1591 | K6-0900 | AHU-205 | HVC |  |  | DDC | Andover | i2811 |  |  |  | CONTINUUM | None | K6-0900HVC | 28FHVL0000 | Y | LCC
1592 | K6-0900 | AC-209 | HVC |  |  | DDC | Andover | LCX920 |  |  |  | CONTINUUM | None | K6-0900HVC | 28FHVL0000 | Y | LCC
1593 | K6-0900 | AC-209-KCCS | HVC |  |  | DDC | Andover | i2851 |  |  |  | CONTINUUM | None | K6-0900HVC | 28FHVL0000 | Y | LCC
1594 | K6-0900 | AC-236 | HVC |  |  | DDC | Andover | LCX810 |  |  |  | CONTINUUM | None | K6-0900HVC | 28FHVL0000 | N | LCC
1595 | K6-0900 | AC-253 | HVC |  |  | DDC | Andover | i2851 |  |  |  | CONTINUUM | None | K6-0900HVC | 28FHVL0000 | N | LCC
1596 | K6-0900 | AC-254 | HVC |  |  | DDC | Andover | i2851 |  |  |  | CONTINUUM | None | K6-0900HVC | 28FHVL0000 | N | LCC
1597 | K6-0900 | AC-280 | HVC |  |  | DDC | Andover | i2851 |  |  |  | CONTINUUM | None | K6-0900HVC | 28FHVL0000 | N | LCC
1598 | K6-0900 | AC-281 | HVC |  |  | DDC | Andover | i2851 |  |  |  | CONTINUUM | None | K6-0900HVC | 28FHVL0000 | N | LCC
1599 | K6-0900 | AC-292 | HVC |  |  | DDC | Andover | LCX810 |  |  |  | CONTINUUM | None | K6-0900HVC | 28FHVL0000 | N | LCC
1600 | K6-0900 | AC-293 | HVC |  |  | DDC | Andover | LCX810 |  |  |  | CONTINUUM | None | K6-0900HVC | 28FHVL0000 | N | LCC
1601 | K6-0900 | AC-294 | HVC |  |  | DDC | Andover | LCX810 |  |  |  | CONTINUUM | None | K6-0900HVC | 28FHVL0000 | N | LCC
1602 | K6-0900 | AC-295 | HVC |  |  | DDC | Andover | LCX810 |  |  |  | CONTINUUM | None | K6-0900HVC | 28FHVL0000 | N | LCC
1603 | K6-0900 | AC-296 | HVC |  |  | DDC | Andover | LCX810 |  |  |  | CONTINUUM | None | K6-0900HVC | 28FHVL0000 | N | LCC
1604 | K6-0900 | AC-297 | HVC |  |  | DDC | Andover | LCX810 |  |  |  | CONTINUUM | None | K6-0900HVC | 28FHVL0000 | N | LCC
1605 | K6-0900 | AC-301 | HVC |  |  | DDC | Andover | i2850 |  |  |  | CONTINUUM | None | K6-0900HVC | 28FHVL0000 | Y | LCC
1606 | K6-0900 | AC-319 | HVC |  |  | DDC | Andover | i2853 |  |  |  | CONTINUUM | None | K6-0900HVC | 28FHVL0000 | Y | LCC
1607 | K6-0900 | AC-320 | HVC |  |  | DDC | Andover | LCX810 |  |  |  | CONTINUUM | None | K6-0900HVC | 28FHVL0000 | N | LCC
1608 | K6-0900 | AC-321 | HVC |  |  | DDC | Andover | LCX810 |  |  |  | CONTINUUM | None | K6-0900HVC | 28FHVL0000 | N | LCC
1609 | K6-0900 | AC-322 | HVC |  |  | DDC | Andover | LCX810 |  |  |  | CONTINUUM | None | K6-0900HVC | 28FHVL0000 | N | LCC
1610 | K6-0900 | AC-323 | HVC |  |  | DDC | Andover | LCX810 |  |  |  | CONTINUUM | None | K6-0900HVC | 28FHVL0000 | N | LCC
1611 | K6-0900 | AC-328 | HVC |  |  | DDC | Andover | i2867 |  |  |  | CONTINUUM | None | K6-0900HVC | 28FHVL0000 | Y | LCC
1612 | K6-0900 | AC-329 | HVC |  |  | DDC | Andover | i2867 |  |  |  | CONTINUUM | None | K6-0900HVC | 28FHVL0000 | Y | LCC
1613 | K6-0900 | AC-330 | HVC |  |  | DDC | Andover | i2867 |  |  |  | CONTINUUM | None | K6-0900HVC | 28FHVL0000 | Y | LCC
1614 | K6-0900 | AC-CCS | HVC |  |  | DDC | Andover | LCX810 |  |  |  | CONTINUUM | None | K6-0900HVC | 28FHVL0000 | N | LCC
1615 | K6-0900 | AC-DAMPERS | HVC |  |  | DDC | Andover | LCX810 |  |  |  | CONTINUUM | None | K6-0900HVC | 28FHVL0000 | N | LCC
1616 | K6-0900 | AT-201 THRU AT-204A | HVC |  |  | DDC | Andover | TCX850 |  |  |  | CONTINUUM | None | K6-0900HVC | 28FHVL0000 | N | LCC
1617 | K6-0900 | VAV-204B, VAV-204C | HVC |  |  | DDC | Andover | i2866 |  |  |  | CONTINUUM | None | K6-0900HVC | 28FHVL0000 | N | LCC
1618 | K6-0900 | AT-205 | HVC |  |  | DDC | Andover | i2850 |  |  |  | CONTINUUM | None | K6-0900HVC | 28FHVL0000 | N | LCC
1619 | K6-0900 | AT-205B THRU AT-AT-208B | HVC |  |  | DDC | Andover | TCX850 |  |  |  | CONTINUUM | None | K6-0900HVC | 28FHVL0000 | N | LCC
1620 | K6-0900 | AT-209 | HVC |  |  | DDC | Andover | i2866 |  |  |  | CONTINUUM | None | K6-0900HVC | 28FHVL0000 | N | LCC
1621 | K6-0900 | AT-209D THRU AT-214 | HVC |  |  | DDC | Andover | TCX850 |  |  |  | CONTINUUM | None | K6-0900HVC | 28FHVL0000 | N | LCC
1622 | K6-0900 | AT-214A | HVC |  |  | DDC | Andover | i2850 |  |  |  | CONTINUUM | None | K6-0900HVC | 28FHVL0000 | N | LCC
1623 | K6-0900 | AT-214B | HVC |  |  | DDC | Andover | TCX850 |  |  |  | CONTINUUM | None | K6-0900HVC | 28FHVL0000 | N | LCC
1624 | K6-0900 | AT-214C | HVC |  |  | DDC | Andover | i2853 |  |  |  | CONTINUUM | None | K6-0900HVC | 28FHVL0000 | N | LCC
1625 | K6-0900 | AT-215 THRU AT-222B | HVC |  |  | DDC | Andover | TCX850 |  |  |  | CONTINUUM | None | K6-0900HVC | 28FHVL0000 | N | LCC
1626 | K6-0900 | AT-222C | HVC |  |  | DDC | Andover | i2850 |  |  |  | CONTINUUM | None | K6-0900HVC | 28FHVL0000 | N | LCC
1627 | K6-0900 | AT-222D THRU AT-228 | HVC |  |  | DDC | Andover | TCX850 |  |  |  | CONTINUUM | None | K6-0900HVC | 28FHVL0000 | N | LCC
1628 | K6-0900 | AT-228A | HVC |  |  | DDC | Andover | i2850 |  |  |  | CONTINUUM | None | K6-0900HVC | 28FHVL0000 | N | LCC
1629 | K6-0900 | AT-229 THRU AT-229A | HVC |  |  | DDC | Andover | TCX850 |  |  |  | CONTINUUM | None | K6-0900HVC | 28FHVL0000 | N | LCC
1630 | K6-0900 | AT-230, AT-231 | HVC |  |  | DDC | Andover | TCX865 |  |  |  | CONTINUUM | None | K6-0900HVC | 28FHVL0000 | N | LCC
1631 | K6-0900 | AT-232 THRU AT-233 | HVC |  |  | DDC | Andover | TCX850 |  |  |  | CONTINUUM | None | K6-0900HVC | 28FHVL0000 | N | LCC
1632 | K6-0900 | AT-234 THRU AT-234A | HVC |  |  | DDC | Andover | TCX865 |  |  |  | CONTINUUM | None | K6-0900HVC | 28FHVL0000 | N | LCC
1633 | K6-0900 | AT-235 THRU AT-238A | HVC |  |  | DDC | Andover | TCX850 |  |  |  | CONTINUUM | None | K6-0900HVC | 28FHVL0000 | N | LCC
1634 | K6-0900 | AT-239 | HVC |  |  | DDC | Andover | i2850 |  |  |  | CONTINUUM | None | K6-0900HVC | 28FHVL0000 | N | LCC
1635 | K6-0900 | AT-240 THRU AT-246 | HVC |  |  | DDC | Andover | TCX850 |  |  |  | CONTINUUM | None | K6-0900HVC | 28FHVL0000 | N | LCC
1636 | K6-0900 | AT-246A | HVC |  |  | DDC | Andover | i2850 |  |  |  | CONTINUUM | None | K6-0900HVC | 28FHVL0000 | N | LCC
1637 | K6-0900 | AT-247 THRU AT-249 | HVC |  |  | DDC | Andover | TCX850 |  |  |  | CONTINUUM | None | K6-0900HVC | 28FHVL0000 | N | LCC
1638 | K6-0900 | AT-250, AT-251 | HVC |  |  | DDC | Andover | i2850 |  |  |  | CONTINUUM | None | K6-0900HVC | 28FHVL0000 | N | LCC
1639 | K6-0900 | AT-252 THRU AT-255 | HVC |  |  | DDC | Andover | TCX850 |  |  |  | CONTINUUM | None | K6-0900HVC | 28FHVL0000 | N | LCC
1640 | K6-0900 | AT-256 | HVC |  |  | DDC | Andover | i2850 |  |  |  | CONTINUUM | None | K6-0900HVC | 28FHVL0000 | N | LCC
1641 | K6-0900 | AT-257 THRU AT-262 | HVC |  |  | DDC | Andover | TCX850 |  |  |  | CONTINUUM | None | K6-0900HVC | 28FHVL0000 | N | LCC
1642 | K6-0900 | AT-263 | HVC |  |  | DDC | Andover | i2850 |  |  |  | CONTINUUM | None | K6-0900HVC | 28FHVL0000 | N | LCC
1643 | K6-0900 | AT-263A THRU AT-264A | HVC |  |  | DDC | Andover | TCX850 |  |  |  | CONTINUUM | None | K6-0900HVC | 28FHVL0000 | N | LCC
1644 | K6-0900 | AT-265 THRU AT-268 | HVC |  |  | DDC | Andover | i2850 |  |  |  | CONTINUUM | None | K6-0900HVC | 28FHVL0000 | N | LCC
1645 | K6-0900 | AT-268A THRU AT-270 | HVC |  |  | DDC | Andover | TCX850 |  |  |  | CONTINUUM | None | K6-0900HVC | 28FHVL0000 | N | LCC
1646 | K6-0900 | AT-270A | HVC |  |  | DDC | Andover | i2850 |  |  |  | CONTINUUM | None | K6-0900HVC | 28FHVL0000 | N | LCC
1647 | K6-0900 | AT-271 | HVC |  |  | DDC | Andover | TCX850 |  |  |  | CONTINUUM | None | K6-0900HVC | 28FHVL0000 | N | LCC
1648 | K6-0900 | AT-272 | HVC |  |  | DDC | Andover | i2850 |  |  |  | CONTINUUM | None | K6-0900HVC | 28FHVL0000 | N | LCC
1649 | K6-0900 | AT-277 THRU AT-282 | HVC |  |  | DDC | Andover | TCX850 |  |  |  | CONTINUUM | None | K6-0900HVC | 28FHVL0000 | N | LCC
1650 | K6-0900 | VAV-1 | HVC |  |  | DDC | Andover | TCX851 |  |  |  | CONTINUUM | None | K6-0900HVC | 28FHVL0000 | N | LCC
1651 | K6-0900 | VAV-2 | HVC |  |  | DDC | Andover | TCX852 |  |  |  | CONTINUUM | None | K6-0900HVC | 28FHVL0000 | N | LCC
1711 | K6-0900 | Controls, PLC [FIC0010] | HVC | KCCS Utility |  | PLC | Schneider Electric | Modicon Quantum | 140CPU11302 |  | ICS-FIC0010 | Concept 2.6 | None | FIC0010 | LCFUCU0000 | N
1712 | K6-0900 | Controls, PLC [FIC0011] | ELV | KCCS Power |  | PLC | Schneider Electric | Modicon Quantum | 140CPU11302 |  | ICS-197309 | Concept 2.6 | None | 197309 | LCFUCP0000 | Y | Being Updated as part of UPS replacement project
1713 | K6-0900 | Controls, PLC [FIC0012] | HVC | KCCS Utility |  | PLC | Schneider Electric | Modicon Quantum | 140CPU11302 |  | ICS-FIC0012 | Concept 2.5 | None | FIC0012 | LCFUCU0000 | N
1714 | K6-0900 | Controls, PLC, USS820 [FIC0035] | ELV | KCCS Power | 820 | PLC | Schneider Electric | Modicon Quantum | 140CPU11302 |  | ICS-222885 | Concept 2.5 | None | 222885 | LCFUCP0000 | Y | Substation 820 PLC
1715 | K6-0900 | Controls, PLC, USS821 [FIC0037] | ELV | KCCS Power | 821 | PLC | Schneider Electric | Modicon Quantum | 140CPU11302 |  | ICS-222886 | Concept 2.5 | None | 222886 | LCFUCP0000 | Y | Substation 821 PLC
1716 | K6-0900 | Controls, PLC, TCHP 9/10 [FIC0074] | HVC | KCCS Utility |  | PLC | Allen-Bradley | SLC-500 |  |  | ICS-FIC0074 |  | None | FIC0074 | LCFUCU0000 | N
1788 | K6-0900 | FACP FR #3 | PSY |  |  | FA | SIMPLEX | 4100U | FACP |  |  | REV 4.05.08 | None | LCFFACPN20 | LCFFAAS000 | Y
1789 | K6-0900 | FACP | PSY |  |  | FA | SIMPLEX | 4100 | FACP |  |  | REV 4.05.08 | None | LCFFACPN11 | LCFFACP000 | Y
2014-09 | K6-0900 | TORNADO AREA WARNING SIRENS / LENEL INTEGRATION | TAWS | TAWS Radios |  | TORNADO WARNING SIREN MASTER CONTROL SYSTEM RADIO | CAL-AMP | INTEGRA TR | 242-4018-551 |  | ICS-LCFPACP001 | INTEGRA TR PROGRAMMER | None | LCFPACP001 | K-FPAWW000 | Y | Windows XP
2015-009 | K6-0900 | Ethernet Gateway, USS820AB [FIC0039] | ELV | KCCS Power |  | Gateway | Square D | PowerLogic ECM-RM |  |  | N/A |  |  | 222887 | LCFUCP0000
2015-011 | K6-0900 | Ethernet Gateway, USS821AB [FIC0041] | ELV | KCCS Power |  | Gateway | Square D | PowerLogic ECM-RM |  |  | N/A |  |  | 222888 | LCFUCP0000
2015-023 | K6-0900 | Ethernet Gateway, USS-891 [FIC0101] | ELV | KCCS Power |  | Gateway | Square D | PowerLogic ECM-RM |  |  | N/A |  |  | FIC0101 | LCFUCP0000
2015-109 | K6-0900 | Ethernet Gateway, USS-885 [FIC0337] | ELV | KCCS Power |  | Gateway | Square D | PowerLogic ECM-RM |  |  | N/A |  |  | FIC0337 | LCFUCP0000
2015-172 | K6-0900 | UPS-1, 9390-120, 120KVA, 480VAC In, 208VAC Out, LCC [FIC0653] | UPS | KCCS Power | 1 | UPS-Self Contained | Eaton Powerware | Power Xpert Gateway | [5 empty] | LCU01001 | LCFUP00000
2015-173 | K6-0900 | UPS-2, 9395-275, 225KVA, 480VAC Out, LCC [FIC0655] | UPS | KCCS Power | 2 | UPS-With External Battery | Eaton Powerware | Power Xpert Gateway | [5 empty] | LCUP002 | LCFUP00000
2015-174 | K6-0900 | UPS-3, 9395-275, 225KVA, 480VAC Out, LCC [FIC0657] | UPS | KCCS Power | 3 | UPS-With External Battery | Eaton Powerware | Power Xpert Gateway | [5 empty] | LCUP003 | LCFUP00000
2015-175 | K6-0900 | UPS-4, 9395-825, 750KVA, 480VAC Out, LCC [FIC0659] | UPS | KCCS Power | 4 | UPS-With External Battery | Eaton Powerware | Power Xpert Gateway | [5 empty] | LCUP004 | LCFUP00000
2015-176 | K6-0900 | UPS-5, 9395-825, 825KVA, 480VAC Out, LCC [FIC0661] | UPS | KCCS Power | 5 | UPS-With External Battery | Eaton Powerware | Power Xpert Gateway | [5 empty] | LCUP005 | LCFUP00000
2015-177 | K6-0900 | Static Transfer Switch, UPS-2 STS 2 [FIC0663] | UPS | KCCS Power | 2 | ATS-Static Special | Cyberex | DEL23-65B-6N5-0PS00-0000-000 | [5 empty] | FIC0663 | LCFUCP0000
2015-178 | K6-0900 | Static Transfer Switch, UPS-3 STS 3 [FIC0665] | UPS | KCCS Power | 3 | ATS-Static Special | Cyberex | DEL23-65B-6N5-0PS00-0000-000 | [5 empty] | FIC0665 | LCFUCP0000
2015-179 | K6-0900 | Static Transfer Switch, UPS-4 STS 4 [FIC0667] | UPS | KCCS Power | 4 | ATS-Static Special | Cyberex | DEL23-65E-6N4-0PS00-0000-000 | [5 empty] | FIC0667 | LCFUCP0000
2015-181 | K6-0900 | Battery Monitor, Alber, UPS-5 BATTERY STR 1 [FIC0671] | UPS | KCCS Power | 5 | Controller | Alber | BDS-40 |  |  |  |  | Alber BMDM Software | FIC0671 | LCFUCP0000
2015-182 | K6-0900 | Battery Monitor, Alber, UPS-2 BATTERY STR 2/3 [FIC0673] | UPS | KCCS Power | 2 | Controller | Alber | BDS-40 |  |  |  |  | Alber BMDM Software | FIC0673 | LCFUCP0000
2015-183 | K6-0900 | Battery Monitor, Alber, UPS-3 BATTERY STR 4 [FIC0675] | UPS | KCCS Power | 3 | Controller | Alber | BDS-40 |  |  |  |  | Alber BMDM Software | FIC0675 | LCFUCP0000
2015-184 | K6-0900 | Battery Monitor, Alber, UPS-4 BATTERY STR 5 [FIC0677] | UPS | KCCS Power | 4 | Controller | Alber | BDS-40 |  |  |  |  | Alber BMDM Software | FIC0677 | LCFUCP0000
2015-394 | K6-0900 | Server, Andover, Domain Backup, Andover-DC02 | HVC | VLAN18 | [9 empty] | 28AUC001 | 28FHVL0000 | N
2016-0045 | K6-0900 | Distributed Input / Output [DIO-0010-1] | ELV | KCCS Utility |  | PLC | Schneider Electric | Modicon Quantum | [5 empty] | E-00008238 | LCFUCU0000
2016-0046 | K6-0900 | Distributed Input / Output [DIO-0010-2] | ELV | KCCS Utility |  | PLC | Schneider Electric | Modicon Quantum | [5 empty] | E-00008239 | LCFUCU0000
2016-0047 | K6-0900 | Distributed Input / Output [DIO-0012-1] | ELV | KCCS Utility |  | PLC | Schneider Electric | Modicon Quantum | [5 empty] | E-00008242 | LCFUCU0000
2016-0048 | K6-0900 | Distributed Input / Output [DIO-0012-2] | ELV | KCCS Utility |  | PLC | Schneider Electric | Modicon Quantum | [5 empty] | E-00008243 | LCFUCU0000
2016-1381 | K6-0900 | AC-310 | HVC |  |  | DDC | Andover | i2920 |  |  |  | CONTINUUM | None | K6-0900HVC | 28FHVL0000 | y | LCC
2019-084 | K6-0900 | Control Panel, USS-820 | ELV | None | 820 | HMI | Schneider Electric | Magelis | [6 empty] | LCFUCP0000
2019-085 | K6-0900 | Control Panel, USS-821 | ELV | None | 821 | HMI | Schneider Electric | Magelis | [6 empty] | LCFUCP0000
357 | K6-0947 | Controls, PLC [FIC1515] | ELV | KCCS Power |  | PLC | Schneider Electric | Modicon Quantum | 140CPU11302 |  | ICS-FIC1515 | Concept 2.5 | None | FIC1515 | UAFUCP0000 | Y
358 | K6-0947 | Controls, PLC [FIC1516] | HVC | KCCS Utility |  | PLC | Schneider Electric | Modicon Quantum | 140CPU11302 |  | ICS-FIC1516 | Concept 2.5 | None | FIC1516 | UAFUCU0000 | N
376 | K6-0947 | Controls, PLC [FIC1604] | HVC | KCCS Utility |  | PLC | Schneider Electric | Modicon Quantum | 140CPU11302 |  | ICS-FIC1604 | Concept 2.5 | None | FIC1604 | UAFUCU0000 | N
484 | K6-0947 | Controls, PLC, Chiller #1 [FIC1618] | HVC | KCCS Utility |  | PLC | Allen-Bradley | PLC-5/20 | 1785-L20E |  | ICS-UAAUC001 | RSLOGIX 5 (VER 7.10.02 CPR7) | None | UAAUC001 | UAFUCU0000 | N | Chiller #1 Reports to KCCS WON 10538177
485 | K6-0947 | Controls, PLC, Chiller #2 [FIC1620] | HVC | KCCS Utility |  | PLC | Allen-Bradley | PLC-5/20 | 1785-L20E |  | ICS-UAAUC002 | RSLOGIX 5 (VER 7.10.02 CPR7) | None | UAAUC002 | UAFUCU0000 | N | Chiller #2 Reports to KCCS WON 10538177
486 | K6-0947 | Controls, PLC, Chiller #3 [FIC1622] | HVC | KCCS Utility |  | PLC | Allen-Bradley | PLC-5/20 | 1785-L20E |  | ICS-UAAUC003 | RSLOGIX 5 (VER 7.10.02 CPR7) | None | UAAUC003 | UAFUCU0000 | N | Chiller #3 Reports to KCCS
487 | K6-0947 | Controls, PLC, Chiller #4 [FIC1624] | HVC | KCCS Utility |  | PLC | Allen-Bradley | PLC-5/20 | 1785-L20E |  | ICS-UAAUC004 | RSLOGIX 5 (VER 7.10.02 CPR7) | None | UAAUC004 | UAFUCU0000 | N | Chiller #4 Reports to KCCS
488 | K6-0947 | Controls, PLC, Chiller #5 [FIC1626] | HVC | KCCS Utility |  | PLC | Allen-Bradley | PLC-5/20 | 1785-L20E |  | ICS-UAAUC005 | RSLOGIX 5 (VER 7.10.02 CPR7) | None | UAAUC005 | UAFUCU0000 | N | Chiller #5 Reports to KCCS
489 | K6-0947 | Controls, PLC, Chiller Master [FIC1612] | HVC | KCCS Utility |  | PLC | Allen-Bradley | PLC-5/20 | 1785-L20E |  | ICS-UAAUC006 | RSLOGIX 5 VER 7.10.02 CPR7) | None | UAAUC006 | UAFUCU0000 | N | Master PLC Reports to KCCS WON 10538177
490 | K6-0947 | Controls, PLC, Boiler Master [FIC1614] | HVC | KCCS Utility |  | PLC | Allen-Bradley | PLC-5/20 | 1785-L20E |  | ICS-UAAUC007 | RSLOGIX 5 (VER 7.10.02 CPR7) | None | UAAUC007 | UAFUCU0000 | N | Master Boiler Reports to KCCS WON 10538177
492 | K6-0947 | Controls, PLC, Secondary Pump [FIC1616] | HVC | KCCS Utility |  | PLC | Allen-Bradley | SLC 5/05 | 1747-L552 |  | ICS-UAAUC008 | RSLOGIX 500 (VER 7.20.00 CPR7) | None | UAAUC008 | UAFUCU0000 | N | Secondary Pumps Reports to KCCS WON 10538177
1398 | K6-0947 | Controls, PLC, USS-830A [FIC1617] | ELV | KCCS Power | 830 | PLC | Schneider Electric | Modicon Quantum | 140CPU11302 |  | ICS-FIC1617 | Concept 2.5 | None | FIC1617 | UAFUCP0000 | Y | Utility Annex USS-830
2014-42 | K6-0947 | Ethernet Gateway, USS700 BUS 1 SEL-2032 [FIC1673] | EHV | KCCS Power |  | Gateway | Schweitzer Engineering Laboratories | SEL-2032 | N/A |  |  |  | SEL-5020 Settings Assistant Software | FIC1673 | UAFUCP0000 | N | USS-700, Bus 1
2014-43 | K6-0947 | Ethernet Gateway, USS700 BUS 2 SEL-2032 [FIC1675] | EHV | KCCS Power |  | Gateway | Schweitzer Engineering Laboratories | SEL-2032 | N/A |  |  |  | SEL-5020 Settings Assistant Software | FIC1675 | UAFUCP0000 | N | USS-700, Bus 2
2015-040 | K6-0947 | Ethernet Gateway, BTU Meter [FIC0128] | HVC | KCCS Utility |  | Gateway | B&B Electronics | Vlinx MESR921-ST | [5 empty] | FIC0128 | UAFUCU0000
2015-042 | K6-0947 | Ethernet Gateway, BTU Meter [FIC0130] | HVC | KCCS Utility |  | Gateway | B&B Electronics | Vlinx MESR921-ST | [5 empty] | FIC0130 | UAFUCU0000
2015-199 | K6-0947 | Ethernet Gateway, Chiller TE-RTD12 Relay [FIC1514] | HVC | KCCS Utility |  | Gateway | Square D | PowerLogic EGX200 | [5 empty] | FIC1514 | UAFUCU0000
2015-411 | K6-0947 | Controls, PLC, Air Compressor | HVC | None |  | PLC | Allen-Bradley | PLC-5 |  |  | ICS-UAAUC009 |  |  | UAAUC009 | UAFHVV0000 | N
2016-1230 | K6-0947 | MULTI PHASE TIME OVRCRRNT VFI 760 V1 | EHV |  |  | Relays-MV | G & W ELECTRIC CO. | Type 3 |  |  | N/A |  | None | UAE0400201 | UAFACV0000
2016-1231 | K6-0947 | MULTI PHASE TIME OVRCRRNT VFI 760 V2 | EHV |  |  | Relays-MV | G & W ELECTRIC CO. | Type 3 |  |  | N/A |  | None | UAE0400202 | UAFACV0000
2016-1232 | K6-0947 | MULTI PHASE TIME OVRCRRNT VFI 760 V3 | EHV |  |  | Relays-MV | G & W ELECTRIC CO. | Type 3 |  |  | N/A |  | None | UAE0400203 | UAFACV0000
2016-1248 | K6-0947 | RELAY XFMR DIFF SS 829B BE1-87T BASLER | EHV |  |  | Relays-MV | BASLER ELECTRIC | BE187TE1FA1JDOSOF |  |  | N/A |  | None | UAE0900001 | UAFACV0000
2016-1250 | K6-0947 | RELAY 1 PHASE NEUTRAL OVERCURRENT SS 829B PRI. ABB | EHV |  |  | Relays-MV | ABB | MCO |  |  | N/A |  |  | UAE0900003 | UAFACV0000
60 | K6-1091 | FACP | PSY |  |  | FA | SIMPLEX | 4002 | FACP |  |  | REV 4.05.07 | None | EVF41001 | EVFFAAS000 | Y
2015-190 | K6-1091 | Controls, PLC, Generator 1 Oxidation Catalyst [FIC0705] | GEN | KCCS Power |  | Controls-PLC | Univeral Acoustic & Emission Technologies | 18-7000060 | [5 empty] | FIC0705 | EVFUCP0000
2015-191 | K6-1091 | Controls, PLC, Generator 2 Oxidation Catalyst [FIC0707] | GEN | KCCS Power |  | Controls-PLC | Univeral Acoustic & Emission Technologies | 18-7000060 | [5 empty] | FIC0707 | EVFUCP0000
2015-192 | K6-1091 | Controls, PLC, Generator 3 Oxidation Catalyst [FIC0709] | GEN | KCCS Power |  | Controls-PLC | Univeral Acoustic & Emission Technologies | 18-7000060 | [5 empty] | FIC0709 | EVFUCP0000
2015-193 | K6-1091 | Controls, PLC, Generator 4 Oxidation Catalyst [FIC0711] | GEN | KCCS Power |  | Controls-PLC | Univeral Acoustic & Emission Technologies | 18-7000060 | [5 empty] | FIC0711 | EVFUCP0000
2015-194 | K6-1091 | Controls, PLC, Generator 5 Oxidation Catalyst [FIC0713] | GEN | KCCS Power |  | Controls-PLC | Univeral Acoustic & Emission Technologies | 18-7000060 | [5 empty] | FIC0713 | EVFUCP0000
1718 | K6-1094 | Controls, PLC [FIC0006] | HVC | KCCS Utility |  | PLC | Schneider Electric | Modicon Quantum | 140CPU11302 |  | ICS-FIC0006 | Concept 2.5 | None | FIC0006 | M3FUCU0000 | N
2015-002 | K6-1094 | Controls, PLC, SS-1132/SS-1133 [FIC0007] | ELV | KCCS Power | 1132 | PLC | Schneider Electric | Modicon Momentum |  |  | NOT SOCS contract |  |  | 197596 | M3FUCP0000
2015-052 | K6-1094 | Ethernet Gateway, BTU Meter [FIC0140] | HVC | KCCS Utility |  | Gateway | B&B Electronics | Vlinx MESR921-ST | [5 empty] | FIC0140 | M3FUCU0000
2015-086 | K6-1094 | Ethernet Gateway, USS1132 / USS1133 [FIC0217] | ELV | KCCS Power |  | Gateway | Square D | PowerLogic EGX100 |  |  | N/A |  |  | 207816 | M3FUCP0000
1366 | K6-1096 | Controller, OSB I Elevator #1 | ELEV | None |  | Microprocessor | Montgomery/Kone | MIPROM | MIPROM 21 |  |  | ** Proprietary ** | EPROM | M1600001-01 | M1FEVSB100 | Y
1367 | K6-1096 | Controller, OSB I Elevator #2 | ELEV | None |  | Microprocessor | Montgomery/Kone | MIPROM | MIPROM 21 |  |  | ** Proprietary ** | EPROM | M1600002-01 | M1FEVSB200 | Y
1368 | K6-1096 | Controller, OSB I Elevator #3 | ELEV | None |  | Microprocessor | Montgomery/Kone | MIPROM | MIPROM 21 |  |  | ** Proprietary ** | EPROM | M1600003-01 | M1FEVSB300 | Y
1369 | K6-1096 | Controller, OSB I Elevator #4 | ELEV | None |  | Microprocessor | Montgomery/Kone | MIPROM | MIPROM 21 |  |  | ** Proprietary ** | EPROM | M1600004-01 | M1FEVSB400 | Y
1370 | K6-1096 | Controller, OSB I Elevator #5 | ELEV | None |  | Microprocessor | Montgomery/Kone | MIPROM | MIPROM 21 |  |  | ** Proprietary ** | EPROM | M1600005-01 | M1FEVSB500 | Y
1545 | K6-1096 | WORKSTATION | HVC | None |  | DDC | HONEYWELL | EBI/EXCEL 5000 |  |  |  | EBI/EXCEL 5000 | None | K6-1096HVC | M1FHV90000 | N | OSB I
1546 | K6-1096 | iLON3 3RD FL VAV'S | HVC | None |  | DDC | HONEYWELL | iLON 600 |  |  |  | EBI/ EXCEL 5000/CARE | None | K6-1096HVC | M1FHV90000 | Y | OSB I
1547 | K6-1096 | iLON1 AHU1/2, 1ST FL VAV'S, PUMPS | HVC | None |  | DDC | HONEYWELL | iLON 600 |  |  |  | EBI/EXCEL 5000/ CARE | None | K6-1096HVC | M1FHV90000 | Y | OSB I
1548 | K6-1096 | iLON2 2ND FL VAV'S | HVC | None |  | DDC | HONEYWELL | iLON 600 |  |  |  | EBI/EXCEL 5000/ CARE | None | K6-1096HVC | M1FHV90000 | Y | OSB I
1549 | K6-1096 | iLON6 6TH FL VAV'S, SF-3, EF-1 | HVC | None |  | DDC | HONEYWELL | iLON 600 |  |  |  | EBI/EXCEL 5000/CARE | None | K6-1096HVC | M1FHV90000 | Y | OSB I
1550 | K6-1096 | iLON4 4TH FL VAV'S | HVC | None |  | DDC | HONEYWELL | iLON 600 |  |  |  | EBI/EXCEL 5000/CARE | None | K6-1096HVC | M1FHV90000 | Y | OSB I
1551 | K6-1096 | iLON5- 5TH FL VAV'S | HVC | None |  | DDC | HONEYWELL | iLON 600 |  |  |  | EBI/EXCEL 5000/CARE | None | K6-1096HVC | M1FHV90000 | Y | OSB I
1552 | K6-1096 | VAV-101 THRU VAV-636 | HVC | None |  | DDC | HONEYWELL | W7751H2025 |  |  |  | EBI/ EXCEL 5000/CARE | None | K6-1096HVC | M1FHV90000 | Y | OSB I
1553 | K6-1096 | FT-101 THRU FT-623 | HVC | None |  | DDC | HONEYWELL | Y7751F2001 |  |  |  | EBI/EXCEL 5000/CARE | None | K6-1096HVC | M1FHV90000 | Y | OSB I
1761 | K6-1096 | Ethernet Gateway [FIC0060] | HVC | KCCS Utility |  | IED | Quick Server | FS-QS-1011-0154 |  |  |  | 6.09 | None | FIC0060 | M1FUCU0000 | N | OSB I
1805 | K6-1096 | AHU1/2/CHILLED WATER PUMPS | HVC | None |  | LON | HONEYWELL | Excel 800 | XCL8010A |  |  | EBI/EXCEL 5000/CARE | None | K6-1096HVC | M1FHV90000 | Y | OSB I
1806 | K6-1096 | SF-3/HEAT WHEEL | HVC | None |  | LON | HONEYWELL | XL50A-UPCCBLON |  |  |  | EBI/EXCEL 5000/CARE | None | K6-1096HVC | M1FHV90000 | N | OSB1
2015-054 | K6-1096 | Ethernet Gateway, BTU Meter [FIC0142] | HVC | KCCS Utility |  | Gateway | B&B Electronics | Vlinx MESR921-ST | [5 empty] | FIC0142 | M1FUCU0000
2015-122 | K6-1096 | Distribution Panel, Square D, 480 VOLTS, 225 AMPS, 3 Ph., Panel LP2A [FIC0383] | ELV | KCCS Power |  | Panel-LV | Square D | Powerlink G3 | [5 empty] | 209572 | M1FUCP0000
2015-123 | K6-1096 | Distribution Panel, Square D, 480 VOLTS, 225 AMPS, 3 Ph., Panel LP5A [FIC0385] | ELV | KCCS Power |  | Panel-LV | Square D | Powerlink G3 | [5 empty] | 198351 | M1FUCP0000
2014-03 | K6-1141 | FOIDS - C-5 SUBSTATION POWER FACILITY | SEC | VLAN on ETXS |  | FIBER OPTIC INTRUSION DETECTION SYSTEM | FIBERSENSYS | FOIDS | FD-208 |  |  | SPECTRAVIEW | None | EUFKPFD722 | EUFKPLEN07 | Y | Windows XP
2014-37 | K6-1141 | Ethernet Gateway, C5 BUS 1/2 SEL-2032 [FIC1665] | EHV | KCCS Power |  | Gateway | Schweitzer Engineering Laboratories | SEL-2032 | N/A |  |  |  | SEL-5020 Settings Assistant Software | FIC1665 | EUFUCP0000 | N | C-5
2014-38 | K6-1141 | Ethernet Gateway, C5 BUS 2/3 SEL-2032 [FIC1667] | EHV | KCCS Power |  | Gateway | Schweitzer Engineering Laboratories | SEL-2032 | N/A |  |  |  | SEL-5020 Settings Assistant Software | FIC1667 | EUFUCP0000 | N | C-5
2014-40 | K6-1141 | Ethernet Gateway, Real-Time Automation, RTAC, SEL-3530, C5A BUS 4/5 [FIC1669] | EHV | KCCS Power |  | Controller | Schweitzer Engineering Laboratories | SEL-3530 | N/A |  |  |  | AcSELerator RTAC Software | FIC1669 | EUFUCP0000 | N | C-5A
2014-41 | K6-1141 | Ethernet Gateway, Real-Time Automation, RTAC, SEL-3530, C5A BUS 4/5 [FIC1671] | EHV | KCCS Power |  | Controller | Schweitzer Engineering Laboratories | SEL-3530 | N/A |  |  |  | AcSELerator RTAC Software | FIC1671 | EUFUCP0000 | N | C-5A
2016-0564 | K6-1141 | RELAY SEL-787 TX8 DIFF | EHV |  |  | Relays-MV | Schweitzer Engineering Laboratories | SEL-787 |  |  |  |  | AcSELerator Quickset Software | EUE0100801 | EUFAC60000
2016-0571 | K6-1141 | Relay, Schweitzer Type SEL-587Z, C5 Bus 1 Differential | EHV |  |  | Relays-MV | Schweitzer Engineering Laboratories | SEL-587Z |  |  |  |  | AcSELerator Quickset Software | EUE0101301-R1 | EUFAC60000
2016-0572 | K6-1141 | Relay, Schweitzer Type SEL-587Z, C5 Bus 2 Differential | EHV |  |  | Relays-MV | Schweitzer Engineering Laboratories | SEL-587Z |  |  |  |  | AcSELerator Quickset Software | EUE0101401-R1 | EUFAC60000
2016-0573 | K6-1141 | Relay, Schweitzer Type SEL-587Z, C5 Bus 3 Differential | EHV |  |  | Relays-MV | Schweitzer Engineering Laboratories | SEL-587Z |  |  |  |  | AcSELerator Quickset Software | EUE0101501-R1 | EUFAC60000
2016-0580 | K6-1141 | Relay, Schweitzer Type SEL-751A, Overcurrent, C5 VCB IB1 | EHV |  |  | Relays-MV | Schweitzer Engineering Laboratories | SEL-751A |  |  |  |  | AcSELerator Quickset Software | EUE0300401-R1 | EUFAC60000
2016-0581 | K6-1141 | Relay, Schweitzer Type SEL-751A, Overcurrent, C5 VCB 605 | EHV |  |  | Relays-MV | Schweitzer Engineering Laboratories | SEL-751A |  |  |  |  | AcSELerator Quickset Software | EUE0300501-R1 | EUFAC60000
2016-0582 | K6-1141 | Relay, Schweitzer Type SEL-751A, Overcurrent, C5 VCB CT1 | EHV |  |  | Relays-MV | Schweitzer Engineering Laboratories | SEL-751A |  |  |  |  | AcSELerator Quickset Software | EUE0300701-R1 | EUFAC60000
2016-0583 | K6-1141 | Relay, Schweitzer Type SEL-751A, Overcurrent, C5 VCB 609 | EHV |  |  | Relays-MV | Schweitzer Engineering Laboratories | SEL-751A |  |  |  |  | AcSELerator Quickset Software | EUE0300801-R1 | EUFAC60000
2016-0584 | K6-1141 | Relay, Schweitzer Type SEL-751A, Overcurrent, C5 VCB 619 | EHV |  |  | Relays-MV | Schweitzer Engineering Laboratories | SEL-751A |  |  |  |  | AcSELerator Quickset Software | EUE0300901-R1 | EUFAC60000
2016-0585 | K6-1141 | Relay, Schweitzer Type SEL-751A, Overcurrent, C5 VCB 611 | EHV |  |  | Relays-MV | Schweitzer Engineering Laboratories | SEL-751A |  |  |  |  | AcSELerator Quickset Software | EUE0301101-R1 | EUFAC60000
2016-0586 | K6-1141 | Relay, Schweitzer Type SEL-751A, Overcurrent, C5 VCB CT2 | EHV |  |  | Relays-MV | Schweitzer Engineering Laboratories | SEL-751A |  |  |  |  | AcSELerator Quickset Software | EUE0301301-R1 | EUFAC60000
2016-0587 | K6-1141 | Relay, Schweitzer Type SEL-751A, Overcurrent, C5 VCB 615 | EHV |  |  | Relays-MV | Schweitzer Engineering Laboratories | SEL-751A |  |  |  |  | AcSELerator Quickset Software | EUE0301501-R1 | EUFAC60000
2016-0588 | K6-1141 | Relay, Schweitzer Type SEL-751A, Overcurrent, C5 VCB lB2 | EHV |  |  | Relays-MV | Schweitzer Engineering Laboratories | SEL-751A |  |  |  |  | AcSELerator Quickset Software | EUE0301601-R1 | EUFAC60000
2016-0589 | K6-1141 | Relay, Schweitzer Type SEL-751A, Overcurrent, C5 VCB 614 | EHV |  |  | Relays-MV | Schweitzer Engineering Laboratories | SEL-751A |  |  |  |  | AcSELerator Quickset Software | EUE0301701-R1 | EUFAC60000
2016-0590 | K6-1141 | Relay, Schweitzer Type SEL-751A, Overcurrent, C5 VCB 518 | EHV |  |  | Relays-MV | Schweitzer Engineering Laboratories | SEL-751A |  |  |  |  | AcSELerator Quickset Software | EUE0301801-R1 | EUFAC60000
2016-0591 | K6-1141 | Relay, Schweitzer Type SEL-751A, Overcurrent, C5 VCB 612 | EHV |  |  | Relays-MV | Schweitzer Engineering Laboratories | SEL-751A |  |  |  |  | AcSELerator Quickset Software | EUE0301901-R1 | EUFAC60000
2016-0592 | K6-1141 | Relay, Schweitzer Type SEL-751A, Overcurrent, C5 VCB 618 | EHV |  |  | Relays-MV | Schweitzer Engineering Laboratories | SEL-751A |  |  |  |  | AcSELerator Quickset Software | EUE0302001-R1 | EUFAC60000
2016-0593 | K6-1141 | Relay, Schweitzer Type SEL-751A, Overcurrent, C5 VCB 617 | EHV |  |  | Relays-MV | Schweitzer Engineering Laboratories | SEL-751A |  |  |  |  | AcSELerator Quickset Software | EUE0302101-R1 | EUFAC60000
2016-0594 | K6-1141 | Relay, Schweitzer Type SEL-751A, Overcurrent, C5 VCB 520 | EHV |  |  | Relays-MV | Schweitzer Engineering Laboratories | SEL-751A |  |  |  |  | AcSELerator Quickset Software | EUE0302201-R1 | EUFAC60000
2016-0595 | K6-1141 | Relay, Schweitzer Type SEL-751A, Overcurrent, C5 VCB BT1 | EHV |  |  | Relays-MV | Schweitzer Engineering Laboratories | SEL-751A |  |  |  |  | AcSELerator Quickset Software | EUE0302301-R1 | EUFAC60000
2016-0596 | K6-1141 | Relay, Schweitzer Type SEL-751A, Overcurrent, C5 VCB lB | EHV |  |  | Relays-MV | Schweitzer Engineering Laboratories | SEL-751A |  |  |  |  | AcSELerator Quickset Software | EUE0302701-R1 | EUFAC60000
2016-0597 | K6-1141 | Relay, Schweitzer Type SEL-751A, Overcurrent, C5 VCB PU | EHV |  |  | Relays-MV | Schweitzer Engineering Laboratories | SEL-751A |  |  |  |  | AcSELerator Quickset Software | EUE0302801-R1 | EUFAC60000
2016-0598 | K6-1141 | Relay, Schweitzer Type SEL-751A, Overcurrent, C5 VCB TS8 | EHV |  |  | Relays-MV | Schweitzer Engineering Laboratories | SEL-751A |  |  |  |  | AcSELerator Quickset Software | EUE0303001-R1 | EUFAC60000
2016-0620 | K6-1141 | RELAY, 3PH GRND OVERCURRENT RELAY, G&W | EHV |  |  | Relays-MV | G & W ELECTRIC CO. | TYPE 2 |  |  | N/A |  | None | EUE0910001 | EUFAC60000
2016-0621 | K6-1141 | RELAY, VFI 302-V1, MULTI PHASE | EHV |  |  | Relays-MV | G & W ELECTRIC CO. | Type 3 |  |  | N/A |  | None | EUE0930250 | EUFAC60000
2016-0622 | K6-1141 | RELAY, VFI 302-V2, MULTI PHASE | EHV |  |  | Relays-MV | G & W ELECTRIC CO. | Type 3 |  |  | N/A |  | None | EUE0930251 | EUFAC60000
2016-0623 | K6-1141 | RELAY, VFI 302-V3, MULTI PHASE | EHV |  |  | Relays-MV | G & W ELECTRIC CO. | Type 3 |  |  | N/A |  | None | EUE0930252 | EUFAC60000
2016-0624 | K6-1141 | MULTI PHASE TIME OVERCURRENT RELAY | EHV |  |  | Relays-MV | G & W ELECTRIC CO. | Type 3 |  |  | N/A |  | None | EUE0930358 | EUFAC60000
2016-0625 | K6-1141 | RELAY MULTI PHASE TIME OVERCURRENT G&W | EHV |  |  | Relays-MV | G & W ELECTRIC CO. | Type 3 |  |  | N/A |  | None | EUE0930970 | EUFAC60000
2016-0626 | K6-1141 | MULTI PHASE TIME OVERCURRENT RELAY | EHV |  |  | Relays-MV | G & W ELECTRIC CO. | Type 3 |  |  | N/A |  | None | EUE0970854 | EUFAC60000
2016-0627 | K6-1141 | MULTI PHASE TIME OVERCURRENT RELAY | EHV |  |  | Relays-MV | G & W ELECTRIC CO. | Type 3 |  |  | N/A |  | None | EUE0970856 | EUFAC60000
2016-0628 | K6-1141 | MULTI PHASE TIME OVERCURRENT RELAY | EHV |  |  | Relays-MV | G & W ELECTRIC CO. | Type 3 |  |  | N/A |  | None | EUE0970857 | EUFAC60000
2016-0629 | K6-1141 | MULTI PHASE TIME OVERCURRENT RELAY | EHV |  |  | Relays-MV | G & W ELECTRIC CO. | Type 3 |  |  | N/A |  | None | EUE0970909 | EUFAC60000
2016-0630 | K6-1141 | MULTI PHASE TIME OVERCURRENT RELAY | EHV |  |  | Relays-MV | G & W ELECTRIC CO. | Type 3 |  |  | N/A |  | None | EUE0970910 | EUFAC60000
2016-0631 | K6-1141 | MULTI PHASE TIME OVERCURRENT RELAY | EHV |  |  | Relays-MV | G & W ELECTRIC CO. | Type 3 |  |  | N/A |  | None | EUE0970911 | EUFAC60000
2016-0640 | K6-1141 | RELAY, PHASE A TIME OVERCURRENT | EHV |  |  | Relays-MV | BASLER ELECTRIC | BE1-50/51M |  |  | N/A |  | None | EUE0972501 | UAFACV0000
2016-0641 | K6-1141 | RELAY, PHASE B TIME OVERCURRENT | EHV |  |  | Relays-MV | BASLER ELECTRIC | BE1-50/51M |  |  | N/A |  | None | EUE0972502 | UAFACV0000
2016-0642 | K6-1141 | RELAY, PHASE C TIME OVERCURRENT | EHV |  |  | Relays-MV | BASLER ELECTRIC | BE1-50/51M |  |  | N/A |  | None | EUE0972503 | UAFACV0000
2016-0643 | K6-1141 | RELAY, PHASE G TIME OVERCURRENT | EHV |  |  | Relays-MV | BASLER ELECTRIC | BE1-50/51M |  |  | N/A |  | None | EUE0972504 | UAFACV0000
2016-0644 | K6-1141 | RELAY, PHASE A TIME OVERCURRENT | EHV |  |  | Relays-MV | BASLER ELECTRIC | BE1-50/51M |  |  | N/A |  | None | EUE0972505 | UAFACV0000
2016-0645 | K6-1141 | RELAY, PHASE B TIME OVERCURRENT | EHV |  |  | Relays-MV | BASLER ELECTRIC | BE1-50/51M |  |  | N/A |  | None | EUE0972506 | UAFACV0000
2016-0646 | K6-1141 | RELAY, PHASE C TIME OVERCURRENT | EHV |  |  | Relays-MV | BASLER ELECTRIC | BE1-50/51M |  |  | N/A |  | None | EUE0972507 | UAFACV0000
2016-0647 | K6-1141 | RELAY, PHASE G TIME OVERCURRENT | EHV |  |  | Relays-MV | BASLER ELECTRIC | BE1-50/51M |  |  | N/A |  | None | EUE0972508 | UAFACV0000
2016-0648 | K6-1141 | RELAY, PHASE A TIME OVERCURRENT | EHV |  |  | Relays-MV | BASLER ELECTRIC | BE1-50/51M |  |  | N/A |  | None | EUE0972509 | UAFACV0000
2016-0649 | K6-1141 | RELAY, PHASE B TIME OVERCURRENT | EHV |  |  | Relays-MV | BASLER ELECTRIC | BE1-50/51M |  |  | N/A |  | None | EUE0972510 | UAFACV0000
2016-0650 | K6-1141 | RELAY, PHASE C TIME OVERCURRENT | EHV |  |  | Relays-MV | BASLER ELECTRIC | BE1-50/51M |  |  | N/A |  | None | EUE0972511 | UAFACV0000
2016-0651 | K6-1141 | RELAY, PHASE G TIME OVERCURRENT | EHV |  |  | Relays-MV | BASLER ELECTRIC | BE1-50/51M |  |  | N/A |  | None | EUE0972512 | UAFACV0000
2016-0652 | K6-1141 | RELAY, PHASE A TIME OVERCURRENT | EHV |  |  | Relays-MV | BASLER ELECTRIC | BE1-50/51M |  |  | N/A |  | None | EUE0972513 | UAFACV0000
2016-0653 | K6-1141 | RELAY, PHASE B TIME OVERCURRENT | EHV |  |  | Relays-MV | BASLER ELECTRIC | BE1-50/51M |  |  | N/A |  | None | EUE0972514 | UAFACV0000
2016-0654 | K6-1141 | RELAY, PHASE C TIME OVERCURRENT | EHV |  |  | Relays-MV | BASLER ELECTRIC | BE1-50/51M |  |  | N/A |  | None | EUE0972515 | UAFACV0000
2016-0655 | K6-1141 | RELAY, PHASE G TIME OVERCURRENT | EHV |  |  | Relays-MV | BASLER ELECTRIC | BE1-50/51M |  |  | N/A |  | None | EUE0972516 | UAFACV0000
2016-0656 | K6-1141 | MULTI PHASE TIME OVERCURRENT RELAY | EHV |  |  | Relays-MV | G & W ELECTRIC CO. | Type 3 |  |  | N/A |  | None | EUE0973259 | EUFAC60000
2016-0657 | K6-1141 | MULTI PHASE TIME OVERCURRENT RELAY | EHV |  |  | Relays-MV | G & W ELECTRIC CO. | Type 3 |  |  | N/A |  | None | EUE0973260 | EUFAC60000
2016-0660 | K6-1141 | Relay, G&W Type 3, Overcurrent, VFI 765 Position V1 | EHV |  |  | Relays-MV | G & W ELECTRIC CO. | Type 3 |  |  | N/A |  | None | EUE0976501 | EUFAC60000
2016-0661 | K6-1141 | Relay, G&W Type 3, Overcurrent, VFI 765 Position V2 | EHV |  |  | Relays-MV | G & W ELECTRIC CO. | Type 3 |  |  | N/A |  | None | EUE0976502 | EUFAC60000
2016-0662 | K6-1141 | Relay, G&W Type 3, Overcurrent, VFI 765 Position V3 | EHV |  |  | Relays-MV | G & W ELECTRIC CO. | Type 3 |  |  | N/A |  | None | EUE0976503 | EUFAC60000
2016-0663 | K6-1141 | Relay, G&W Type 3, Overcurrent, VFI 765 Position V4 | EHV |  |  | Relays-MV | G & W ELECTRIC CO. | Type 3 |  |  | N/A |  | None | EUE0976504 | EUFAC60000
2016-0664 | K6-1141 | Relay, G&W Type 3, Overcurrent, VFI 766 Position V1 | EHV |  |  | Relays-MV | G & W ELECTRIC CO. | Type 3 |  |  | N/A |  | None | EUE0976601 | EUFAC60000
2016-0665 | K6-1141 | Relay, G&W Type 3, Overcurrent, VFI 766 Position V2 | EHV |  |  | Relays-MV | G & W ELECTRIC CO. | Type 3 |  |  | N/A |  | None | EUE0976602 | EUFAC60000
2016-0666 | K6-1141 | Relay, G&W Type 3.1.0, Overcurrent, VFI-771 Position V1 | EHV |  |  | Relays-MV | G & W ELECTRIC CO. | Type 3 |  |  | N/A |  | None | EUE09771V1 | EUFAC60000
2016-0667 | K6-1141 | Relay, G&W Type 3.1.0, Overcurrent, VFI-771 Position V2 | EHV |  |  | Relays-MV | G & W ELECTRIC CO. | Type 3 |  |  | N/A |  | None | EUE09771V2 | EUFAC60000
2016-0668 | K6-1141 | MULTI PHASE TIME OVERCURRENT RELAY | EHV |  |  | Relays-MV | G & W ELECTRIC CO. | Type 3 |  |  | N/A |  | None | EUE0977469 | EUFAC60000
2016-0669 | K6-1141 | MULTI PHASE TIME OVERCURRENT RELAY | EHV |  |  | Relays-MV | G & W ELECTRIC CO. | Type 3 |  |  | N/A |  | None | EUE0977524 | EUFAC60000
2016-0670 | K6-1141 | MULTI PHASE TIME OVERCURRENT RELAY, SPARE | EHV |  |  | Relays-MV | G & W ELECTRIC CO. | Type 3 |  |  | N/A |  | None | EUE0977525 | EUFAC60000
2016-0671 | K6-1141 | Relay, G&W Type 3, Overcurrent, VFI 776 Position V1 | EHV |  |  | Relays-MV | G & W ELECTRIC CO. | Type 3 |  |  | N/A |  | None | EUE09776V1 | EUFAC60000
2016-0672 | K6-1141 | Relay, G&W Type 3, Overcurrent, VFI 776 Position V2 | EHV |  |  | Relays-MV | G & W ELECTRIC CO. | Type 3 |  |  | N/A |  | None | EUE09776V2 | EUFAC60000
2016-0673 | K6-1141 | Relay, G&W Type 3, Overcurrent, VFI 776 Position V3 | EHV |  |  | Relays-MV | G & W ELECTRIC CO. | Type 3 |  |  | N/A |  | None | EUE09776V3 | EUFAC60000
2016-0674 | K6-1141 | Relay, G&W Type 3, Overcurrent, VFI 776 Position V4 | EHV |  |  | Relays-MV | G & W ELECTRIC CO. | Type 3 |  |  | N/A |  | None | EUE09776V4 | EUFAC60000
2016-0675 | K6-1141 | PHASE A TIME OVERCURRENT RELAY | EHV |  |  | Relays-MV | BASLER ELECTRIC | BE1-50/51M |  |  | N/A |  | None | EUE0977712 | EUFAC60000
2016-0676 | K6-1141 | PHASE B TIME OVERCURRENT RELAY | EHV |  |  | Relays-MV | BASLER ELECTRIC | BE1-50/51M |  |  | N/A |  | None | EUE0977713 | EUFAC60000
2016-0677 | K6-1141 | PHASE C TIME OVERCURRENT RELAY | EHV |  |  | Relays-MV | BASLER ELECTRIC | BE1-50/51M |  |  | N/A |  | None | EUE0977714 | EUFAC60000
2016-0678 | K6-1141 | GROUND TIME OVERCURRENT RELAY | EHV |  |  | Relays-MV | BASLER ELECTRIC | BE1-50/51M |  |  | N/A |  | None | EUE0977715 | EUFAC60000
2016-0679 | K6-1141 | PHASE A TIME OVERCURRENT RELAY | EHV |  |  | Relays-MV | BASLER ELECTRIC | BE1-50/51M |  |  | N/A |  | None | EUE0977716 | EUFAC60000
2016-0680 | K6-1141 | PHASE B TIME OVERCURRENT RELAY | EHV |  |  | Relays-MV | BASLER ELECTRIC | BE1-50/51M |  |  | N/A |  | None | EUE0977717 | EUFAC60000
2016-0681 | K6-1141 | PHASE C TIME OVERCURRENT RELAY | EHV |  |  | Relays-MV | BASLER ELECTRIC | BE1-50/51M |  |  | N/A |  | None | EUE0977718 | EUFAC60000
2016-0682 | K6-1141 | GROUND TIME OVERCURRENT RELAY | EHV |  |  | Relays-MV | BASLER ELECTRIC | BE1-50/51M |  |  | N/A |  | None | EUE0977719 | EUFAC60000
2016-0683 | K6-1141 | PHASE A TIME OVERCURRENT RELAY | EHV |  |  | Relays-MV | BASLER ELECTRIC | BE1-50/51M |  |  | N/A |  | None | EUE0977720 | EUFAC60000
2016-0684 | K6-1141 | PHASE B TIME OVERCURRENT RELAY | EHV |  |  | Relays-MV | BASLER ELECTRIC | BE1-50/51M |  |  | N/A |  | None | EUE0977721 | EUFAC60000
2016-0685 | K6-1141 | PHASE C TIME OVERCURRENT RELAY | EHV |  |  | Relays-MV | BASLER ELECTRIC | BE1-50/51M |  |  | N/A |  | None | EUE0977722 | EUFAC60000
2016-0686 | K6-1141 | GROUND TIME OVERCURRENT RELAY | EHV |  |  | Relays-MV | BASLER ELECTRIC | BE1-50/51M |  |  | N/A |  | None | EUE0977723 | EUFAC60000
2016-0687 | K6-1141 | MULTI PHASE TIME OVERCURRENT RELAY | EHV |  |  | Relays-MV | G & W ELECTRIC CO. | Type 3 |  |  | N/A |  | None | EUE0977872 | EUFAC60000
2016-0688 | K6-1141 | MULTI PHASE TIME OVERCURRENT RELAY | EHV |  |  | Relays-MV | G & W ELECTRIC CO. | Type 3 |  |  | N/A |  | None | EUE0977873 | EUFAC60000
2016-0689 | K6-1141 | MULTI PHASE TIME OVERCURRENT RELAY | EHV |  |  | Relays-MV | G & W ELECTRIC CO. | Type 3 |  |  | N/A |  | None | EUE0978477 | EUFAC60000
2016-0690 | K6-1141 | MULTI PHASE TIME OVERCURRENT RELAY | EHV |  |  | Relays-MV | G & W ELECTRIC CO. | Type 3 |  |  | N/A |  | None | EUE0978478 | EUFAC60000
2016-0691 | K6-1141 | MULTI PHASE TIME OVERCURRENT RELAY | EHV |  |  | Relays-MV | G & W ELECTRIC CO. | Type 3 |  |  | N/A |  | None | EUE0978779 | EUFAC60000
2016-0692 | K6-1141 | MULTI PHASE TIME OVERCURRENT RELAY | EHV |  |  | Relays-MV | G & W ELECTRIC CO. | Type 3 |  |  | N/A |  | None | EUE0978780 | EUFAC60000
2016-0695 | K6-1141 | PHASE A TIME OVERCURRENT RELAY | EHV |  |  | Relays-MV | BASLER ELECTRIC | BE1-50/51M |  |  | N/A |  | None | EUE0978961 | EUFAC60000
2016-0696 | K6-1141 | PHASE B TIME OVERCURRENT RELAY | EHV |  |  | Relays-MV | BASLER ELECTRIC | BE1-50/51M |  |  | N/A |  | None | EUE0978962 | EUFAC60000
2016-0697 | K6-1141 | PHASE C TIME OVERCURRENT RELAY | EHV |  |  | Relays-MV | BASLER ELECTRIC | BE1-50/51M |  |  | N/A |  | None | EUE0978963 | EUFAC60000
2016-0698 | K6-1141 | GROUND TIME OVERCURRENT RELAY | EHV |  |  | Relays-MV | BASLER ELECTRIC | BE1-50/51M |  |  | N/A |  | None | EUE0978964 | EUFAC60000
2016-0699 | K6-1141 | PHASE A TIME OVERCURRENT RELAY | EHV |  |  | Relays-MV | BASLER ELECTRIC | BE1-50/51M |  |  | N/A |  | None | EUE0978965 | EUFAC60000
2016-0700 | K6-1141 | PHASE B TIME OVERCURRENT RELAY | EHV |  |  | Relays-MV | BASLER ELECTRIC | BE1-50/51M |  |  | N/A |  | None | EUE0978966 | EUFAC60000
2016-0701 | K6-1141 | PHASE C TIME OVERCURRENT RELAY | EHV |  |  | Relays-MV | BASLER ELECTRIC | BE1-50/51M |  |  | N/A |  | None | EUE0978967 | EUFAC60000
2016-0702 | K6-1141 | GROUND TIME OVERCURRENT RELAY | EHV |  |  | Relays-MV | BASLER ELECTRIC | BE1-50/51M |  |  | N/A |  | None | EUE0978968 | EUFAC60000
2016-0703 | K6-1141 | MULTI PHASE TIME OVERCURRENT RELAY | EHV |  |  | Relays-MV | G & W ELECTRIC CO. | Type 3 |  |  | N/A |  | None | EUE0979671 | EUFAC60000
2016-0704 | K6-1141 | MULTI PHASE TIME OVERCURRENT RELAY | EHV |  |  | Relays-MV | G & W ELECTRIC CO. | Type 3 |  |  | N/A |  | None | EUE0979774 | EUFAC60000
2016-0705 | K6-1141 | MULTI PHASE TIME OVERCURRENT RELAY | EHV |  |  | Relays-MV | G & W ELECTRIC CO. | Type 3 |  |  | N/A |  | None | EUE0979775 | EUFAC60000
2016-0706 | K6-1141 | MULTI PHASE TIME OVERCURRENT RELAY | EHV |  |  | Relays-MV | G & W ELECTRIC CO. | Type 3 |  |  | N/A |  | None | EUE0979776 | EUFAC60000
2016-0707 | K6-1141 | RELAY MULTI PHASE TIME OVERCURRENT G&W | EHV |  |  | Relays-MV | G & W ELECTRIC CO. | Type 3 |  |  | N/A |  | None | EUE0979801 | UDFAC90000
2016-0708 | K6-1141 | RELAY MULTI PHASE TIME OVERCURRENT G&W | EHV |  |  | Relays-MV | G & W ELECTRIC CO. | Type 3 |  |  | N/A |  | None | EUE0979802 | UDFAC90000
2016-0709 | K6-1141 | Relay, Schweitzer Type SEL-501, Breaker Failure, C5 VCB TP8 | EHV |  |  | Relays-MV | Schweitzer Engineering Laboratories | SEL-501 |  |  |  |  | AcSELerator Quickset Software | EUE1200801-R1 | EUFAC60000
2016-0710 | K6-1141 | MULTI PHASE TIME OVERCURRENT RELAY | EHV |  |  | Relays-MV | G & W ELECTRIC CO. | Type 3 |  |  | N/A |  | None | EUE3000101 | EUFAC60000
2016-0711 | K6-1141 | MULTI PHASE TIME OVERCURRENT RELAY | EHV |  |  | Relays-MV | G & W ELECTRIC CO. | Type 3 |  |  | N/A |  | None | EUE3000102 | EUFAC60000
2016-0712 | K6-1141 | MULTI PHASE TIME OVERCURRENT RELAY | EHV |  |  | Relays-MV | G & W ELECTRIC CO. | Type 3 |  |  | N/A |  | None | EUE3000103 | EUFAC60000
2016-0732 | K6-1141 | RELAY, 3PH GRND OVERCURRENT RELAY, VFI707A V2 | EHV |  |  | Relays-MV | G & W ELECTRIC CO. | Type 3 |  |  | N/A |  | None | GGE0300002 | GGFAC90000
2016-0734 | K6-1141 | RELAY, 3PH GRND OVERCURRENT RELAY, VFI707B V1 | EHV |  |  | Relays-MV | G & W ELECTRIC CO. | Type 3 |  |  | N/A |  | None | GGE0400001 | GGFAC90000
2016-0735 | K6-1141 | RELAY, 3PH GRND OVERCURRENT RELAY, VFI707B V2 | EHV |  |  | Relays-MV | G & W ELECTRIC CO. | Type 3 |  |  | N/A |  | None | GGE0400002 | GGFAC90000
2016-0747 | K6-1141 | MULTI PHASE OVERCURRENT RELAY, VFI 799 V1 | EHV |  |  | Relays-MV | G & W ELECTRIC CO. | Type 3 |  |  | N/A |  | None | HCE030010101 | HCFAC90000
2016-0748 | K6-1141 | MULTI PHASE OVERCURRENT RELAY, VFI 799 V2 | EHV |  |  | Relays-MV | G & W ELECTRIC CO. | Type 3 |  |  | N/A |  | None | HCE030010102 | HCFAC90000
2016-0749 | K6-1141 | MULTI PHASE OVERCURRENT RELAY, VFI 799 V3 | EHV |  |  | Relays-MV | G & W ELECTRIC CO. | Type 3 |  |  | N/A |  | None | HCE030010103 | HCFAC90000
2016-1303 | K6-1141 | MULTI PHASE TIME OVERCURRENT RELAY | EHV |  |  | Relays-MV | G & W ELECTRIC CO. | Type 3 |  |  | N/A |  | None | UTE0200101 | EUFAC60000
2016-1304 | K6-1141 | MULTI PHASE TIME OVERCURRENT RELAY | EHV |  |  | Relays-MV | G & W ELECTRIC CO. | Type 3 |  |  | N/A |  | None | UTE0200102 | EUFAC60000
2016-1379 | K6-1141 | MULTI PHASE TIME OVERCURRENT RELAY | EHV |  |  | Relays-MV | G & W ELECTRIC CO. | Type 3 |  |  | N/A |  | None | YYE0200101 | EUFAC60000
2016-1380 | K6-1141 | MULTI PHASE TIME OVERCURRENT RELAY | EHV |  |  | Relays-MV | G & W ELECTRIC CO. | Type 3 |  |  | N/A |  | None | YYE0200102 | EUFAC60000
2016-0010 | K6-1141A | Ethernet Gateway, Battery Charger 130V [FIC1597] | ELV | KCCS Power |  | Gateway | SENS | CommsGenius |  |  | N/A |  |  | TBD | EUFUCP1000
2016-0563 | K6-1141A | RELAY, SCHWEITZER SEL-587Z, DIFF, ZONE C | EHV |  |  | Relays-MV | Schweitzer Engineering Laboratories | SEL-587Z |  |  |  |  | AcSELerator Quickset Software | EUE0100101 | EUFAC6A000
2016-0565 | K6-1141A | Relay, Schweitzer Type SEL-501, Breaker Failure, C5A VCB TP9 | EHV |  |  | Relays-MV | Schweitzer Engineering Laboratories | SEL-501 |  |  |  |  | AcSELerator Quickset Software | EUE0100901-R1 | EUFAC6A000
2016-0566 | K6-1141A | RELAY, XFMR 9 UNDER/OVER VOLTAGE | EHV |  |  | Relays-MV | BASLER ELECTRIC | BE1-27/59 |  |  | N/A |  | None | EUE0100903 | EUFAC6A000
2016-0567 | K6-1141A | Relay, Schweitzer Type SEL-787, C5A T9 XTMR Differential | EHV |  |  | Relays-MV | Schweitzer Engineering Laboratories | SEL-787 |  |  |  |  | AcSELerator Quickset Software | EUE0100906-R1 | EUFAC6A000
2016-0568 | K6-1141A | Relay, Schweitzer Type SEL-501, Breaker Failure, C5A VCB TP10 | EHV |  |  | Relays-MV | Schweitzer Engineering Laboratories | SEL-501 |  |  |  |  | AcSELerator Quickset Software | EUE0101001-R1 | EUFAC6A000
2016-0569 | K6-1141A | RELAY, XFMR 10 UNDER/OVER VOLTAGE | EHV |  |  | Relays-MV | BASLER ELECTRIC | BE1-27/59 |  |  | N/A |  | None | EUE0101003 | EUFAC6A000
2016-0570 | K6-1141A | Relay, Schweitzer Type SEL-787, C5A T10 XTMR Differential | EHV |  |  | Relays-MV | Schweitzer Engineering Laboratories | SEL-787 |  |  |  |  | AcSELerator Quickset Software | EUE0101006-R1 | EUFAC6A000
2016-0574 | K6-1141A | RELAY, C-5A, BUS 4, T9 DIFF, CIRCUIT SHIELD, 15kV | EHV |  |  | Relays-MV | ABB | Type 87B |  |  | N/A |  | None | EUE0101601 | EUFAC6A000
2016-0575 | K6-1141A | RELAY, C-5A, BUS 4, T9 DIFF, CIRCUIT SHIELD, 15kV | EHV |  |  | Relays-MV | ABB | Type 87B |  |  | N/A |  | None | EUE0101602 | EUFAC6A000
2016-0576 | K6-1141A | RELAY, C-5A, BUS 4, T9 DIFF, CIRCUIT SHIELD, 15kV | EHV |  |  | Relays-MV | ABB | Type 87B |  |  | N/A |  | None | EUE0101603 | EUFAC6A000
2016-0577 | K6-1141A | RELAY, C-5A, BUS 5, T10 DIFF, CIRCUIT SHIELD, 15kV | EHV |  |  | Relays-MV | ABB | Type 87B |  |  | N/A |  | None | EUE0101701 | EUFAC6A000
2016-0578 | K6-1141A | RELAY, C-5A, BUS 5, T10 DIFF, CIRCUIT SHIELD, 15kV | EHV |  |  | Relays-MV | ABB | Type 87B |  |  | N/A |  | None | EUE0101702 | EUFAC6A000
2016-0579 | K6-1141A | RELAY, C-5A, BUS 5, T10 DIFF, CIRCUIT SHIELD, 15kV | EHV |  |  | Relays-MV | ABB | Type 87B |  |  | N/A |  | None | EUE0101703 | EUFAC6A000
2016-0599 | K6-1141A | Relay, Schweitzer Type SEL-751A, Overcurrent, C5A VCB TS9 | EHV |  |  | Relays-MV | Schweitzer Engineering Laboratories | SEL-751A |  |  |  |  | AcSELerator Quickset Software | EUE0600101-R1 | EUFAC6A000
2016-0600 | K6-1141A | RELAY, UNDER/OVER VOLTAGE T 9 BUS | EHV |  |  | Relays-MV | BASLER ELECTRIC | BE1-27/59 |  |  | N/A |  | None | EUE0600103 | EUFAC6A000
2016-0601 | K6-1141A | Relay, Schweitzer Type SEL-751A, Overcurrent, C5A VCB CT4 | EHV |  |  | Relays-MV | Schweitzer Engineering Laboratories | SEL-751A |  |  |  |  | AcSELerator Quickset Software | EUE0600401-R1 | EUFAC6A000
2016-0602 | K6-1141A | Relay, Schweitzer Type SEL-751A, Overcurrent, C5A VCB SPARE | EHV |  |  | Relays-MV | Schweitzer Engineering Laboratories | SEL-751A |  |  |  |  | AcSELerator Quickset Software | EUE0600501-R1 | EUFAC6A000
2016-0603 | K6-1141A | Relay, Schweitzer Type SEL-751A, Overcurrent, C5A VCB 517 | EHV |  |  | Relays-MV | Schweitzer Engineering Laboratories | SEL-751A |  |  |  |  | AcSELerator Quickset Software | EUE0600601-R1 | EUFAC6A000
2016-0604 | K6-1141A | Relay, Schweitzer Type SEL-751A, Overcurrent, C5A VCB 601 | EHV |  |  | Relays-MV | Schweitzer Engineering Laboratories | SEL-751A |  |  |  |  | AcSELerator Quickset Software | EUE0600701-R1 | EUFAC60000
2016-0605 | K6-1141A | Relay, Schweitzer Type SEL-751A, Overcurrent, C5A VCB 610 | EHV |  |  | Relays-MV | Schweitzer Engineering Laboratories | SEL-751A |  |  |  |  | AcSELerator Quickset Software | EUE0600801-R1 | EUFAC6A000
2016-0606 | K6-1141A | Relay, Schweitzer Type SEL-751A, Overcurrent, C5A VCB 620 | EHV |  |  | Relays-MV | Schweitzer Engineering Laboratories | SEL-751A |  |  |  |  | AcSELerator Quickset Software | EUE0600901-R1 | EUFAC6A000
2016-0607 | K6-1141A | Relay, Schweitzer Type SEL-751A, Overcurrent, C5A VCB 613 | EHV |  |  | Relays-MV | Schweitzer Engineering Laboratories | SEL-751A |  |  |  |  | AcSELerator Quickset Software | EUE0601001-R1 | EUFAC6A000
2016-0608 | K6-1141A | Relay, Schweitzer Type SEL-751A, Overcurrent, C5A VCB STA. SVC. XFMR SS4 | EHV |  |  | Relays-MV | Schweitzer Engineering Laboratories | SEL-751A |  |  |  |  | AcSELerator Quickset Software | EUE0601101-R1 | EUFAC6A000
2016-0609 | K6-1141A | Relay, Schweitzer Type SEL-751A, Overcurrent, C5A VCB TIE A-B | EHV |  |  | Relays-MV | Schweitzer Engineering Laboratories | SEL-751A |  |  |  |  | AcSELerator Quickset Software | EUE0601201-R1 | EUFAC6A000
2016-0610 | K6-1141A | Relay, Schweitzer Type SEL-751A, Overcurrent, C5A VCB TS10 | EHV |  |  | Relays-MV | Schweitzer Engineering Laboratories | SEL-751A |  |  |  |  | AcSELerator Quickset Software | EUE0700101-R1 | EUFAC6A000
2016-0611 | K6-1141A | RELAY, UNDER/OVER VOLTAGE BUS 5 | EHV |  |  | Relays-MV | BASLER ELECTRIC | BE1-27/59 |  |  | N/A |  | None | EUE0700103 | EUFAC6A000
2016-0612 | K6-1141A | Relay, Schweitzer Type SEL-751A, Overcurrent, C5A VCB CT5 | EHV |  |  | Relays-MV | Schweitzer Engineering Laboratories | SEL-751A |  |  |  |  | AcSELerator Quickset Software | EUE0700401-R1 | EUFAC6A000
2016-0613 | K6-1141A | Relay, Schweitzer Type SEL-751A, Overcurrent, C5A VCB 606 | EHV |  |  | Relays-MV | Schweitzer Engineering Laboratories | SEL-751A |  |  |  |  | AcSELerator Quickset Software | EUE0700501-R1 | EUFAC6A000
2016-0614 | K6-1141A | Relay, Schweitzer Type SEL-751A, Overcurrent, C5A VCB 608 | EHV |  |  | Relays-MV | Schweitzer Engineering Laboratories | SEL-751A |  |  |  |  | AcSELerator Quickset Software | EUE0700601-R1 | EUFAC6A000
2016-0615 | K6-1141A | Relay, Schweitzer Type SEL-751A, Overcurrent, C5A VCB SPARE | EHV |  |  | Relays-MV | Schweitzer Engineering Laboratories | SEL-751A |  |  |  |  | AcSELerator Quickset Software | EUE0700701-R1 | EUFAC6A000
2016-0616 | K6-1141A | Relay, Schweitzer Type SEL-751A, Overcurrent, C5A VCB 607 | EHV |  |  | Relays-MV | Schweitzer Engineering Laboratories | SEL-751A |  |  |  |  | AcSELerator Quickset Software | EUE0700801-R1 | EUFAC6A000
2016-0617 | K6-1141A | Relay, Schweitzer Type SEL-751A, Overcurrent, C5A VCB 604 | EHV |  |  | Relays-MV | Schweitzer Engineering Laboratories | SEL-751A |  |  |  |  | AcSELerator Quickset Software | EUE0700901-R1 | EUFAC6A000
2016-0618 | K6-1141A | Relay, Schweitzer Type SEL-751A, Overcurrent, C5A VCB 616 | EHV |  |  | Relays-MV | Schweitzer Engineering Laboratories | SEL-751A |  |  |  |  | AcSELerator Quickset Software | EUE0701001-R1 | EUFAC6A000
2016-0619 | K6-1141A | Relay, Schweitzer Type SEL-751A, Overcurrent, C5A VCB STA. SVC. XFMR SS5 | EHV |  |  | Relays-MV | Schweitzer Engineering Laboratories | SEL-751A |  |  |  |  | AcSELerator Quickset Software | EUE0701101-R1 | EUFAC6A000
2016-0632 | K6-1141A | MULTI PHASE TIME OVERCURRENT RELAY | EHV |  |  | Relays-MV | G & W ELECTRIC CO. | Type 3 |  |  | N/A |  | None | EUE0971207 | EUFAC6A000
2016-0633 | K6-1141A | MULTI PHASE TIME OVERCURRENT RELAY | EHV |  |  | Relays-MV | G & W ELECTRIC CO. | Type 3 |  |  | N/A |  | None | EUE0971208 | EUFAC60000
2016-0634 | K6-1141A | PHASE A TIME OVERCURRENT RELAY | EHV |  |  | Relays-MV | BASLER ELECTRIC | BE1-50/51M |  |  | N/A |  | None | EUE0971403 | EUFAC6A000
2016-0635 | K6-1141A | PHASE B TIME OVERCURRENT RELAY | EHV |  |  | Relays-MV | BASLER ELECTRIC | BE1-50/51M |  |  | N/A |  | None | EUE0971404 | EUFAC6A000
2016-0636 | K6-1141A | PHASE C TIME OVERCURRENT RELAY | EHV |  |  | Relays-MV | BASLER ELECTRIC | BE1-50/51M |  |  | N/A |  | None | EUE0971405 | EUFAC6A000
2016-0637 | K6-1141A | GROUND TIME OVERCURRENT RELAY | EHV |  |  | Relays-MV | BASLER ELECTRIC | BE1-50/51M |  |  | N/A |  | None | EUE0971406 | EUFAC6A000
2016-0638 | K6-1141A | MULTI PHASE TIME OVERCURRENT RELAY | EHV |  |  | Relays-MV | G & W ELECTRIC CO. | Type 3 |  |  | N/A |  | None | EUE0971981 | EUFAC6A000
2016-0639 | K6-1141A | MULTI PHASE TIME OVERCURRENT RELAY, SPARE | EHV |  |  | Relays-MV | G & W ELECTRIC CO. | Type 3 |  |  | N/A |  | None | EUE0971982 | EUFAC6A000
2016-0658 | K6-1141A | Relay, G&W Type 3, Overcurrent, VFI 764 Position V1 | EHV |  |  | Relays-MV | G & W ELECTRIC CO. | Type 3 |  |  | N/A |  | None | EUE09764V1 | EUFAC6A000
2016-0659 | K6-1141A | Relay, G&W Type 3, Overcurrent, VFI 764 Position V2 | EHV |  |  | Relays-MV | G & W ELECTRIC CO. | Type 3 |  |  | N/A |  | None | EUE09764V2 | EUFAC6A000
2016-1213 | K6-1141A | RELAY, SS 700 BUS 1 VCB 1A TO SS 821A LCC | EHV |  |  | Relays-MV | Schweitzer Engineering Laboratories | SEL-351A |  |  |  |  | AcSELerator Quickset Software | UAE0270101 | UAFACV0000
2016-1214 | K6-1141A | RELAY, SS 700 BUS 1 VCB 1B TO VFI 760/S1 | EHV |  |  | Relays-MV | Schweitzer Engineering Laboratories | SEL-351A |  |  |  |  | AcSELerator Quickset Software | UAE0270201 | UAFACV0000
2016-1215 | K6-1141A | RELAY, SS 700 BUS 1 VCB 2A TO SS 830B UA | EHV |  |  | Relays-MV | Schweitzer Engineering Laboratories | SEL-351A |  |  |  |  | AcSELerator Quickset Software | UAE0270301 | UAFACV0000
2016-1216 | K6-1141A | RELAY, SS 700 BUS 1 VCB 2B TO LBS 724/1 TWR A | EHV |  |  | Relays-MV | Schweitzer Engineering Laboratories | SEL-351A |  |  |  |  | AcSELerator Quickset Software | UAE0270401 | UAFACV0000
2016-1217 | K6-1141A | RELAY, SS 700 BUS 1 VCB 3A TO SS 1129 | EHV |  |  | Relays-MV | Schweitzer Engineering Laboratories | SEL-351A |  |  |  |  | AcSELerator Quickset Software | UAE0270501 | UAFACV0000
2016-1218 | K6-1141A | RELAY, SS 700 BUS 1 VCB 3B TO SS 820B LCC | EHV |  |  | Relays-MV | Schweitzer Engineering Laboratories | SEL-351A |  |  |  |  | AcSELerator Quickset Software | UAE0270601 | UAFACV0000
2016-1219 | K6-1141A | RELAY, SS 700 BUS 1 VCB 4B TO LBS 742/1 TWR D | EHV |  |  | Relays-MV | Schweitzer Engineering Laboratories | SEL-351A |  |  |  |  | AcSELerator Quickset Software | UAE0270701 | UAFACV0000
2016-1220 | K6-1141A | RELAY, SS 700 BUS 1 VCB 5B MAIN A TO C-5 FDR 517 | EHV |  |  | Relays-MV | Schweitzer Engineering Laboratories | SEL-351 |  |  |  |  | AcSELerator Quickset Software | UAE0270801 | UAFACV0000
2016-1221 | K6-1141A | RELAY, SS 700 BUS 1 VCB 6A BUS TIE 1-2 FDR 517/607 | EHV |  |  | Relays-MV | Schweitzer Engineering Laboratories | SEL-351 |  |  |  |  | AcSELerator Quickset Software | UAE0270901 | UAFACV0000
2016-1222 | K6-1141A | RELAY, SS 700 BUS 2 VCB 7A TO SS 820A LCC | EHV |  |  | Relays-MV | Schweitzer Engineering Laboratories | SEL-351A |  |  |  |  | AcSELerator Quickset Software | UAE0280101 | UAFACV0000
2016-1223 | K6-1141A | RELAY, SS 700 BUS 2 VCB 7B TO LBS 723/2 TWR A | EHV |  |  | Relays-MV | Schweitzer Engineering Laboratories | SEL-351A |  |  |  |  | AcSELerator Quickset Software | UAE0280201 | UAFACV0000
2016-1224 | K6-1141A | RELAY, SS 700 BUS 2 VCB 8B MAIN B TO C-5 FDR 607 | EHV |  |  | Relays-MV | Schweitzer Engineering Laboratories | SEL-351 |  |  |  |  | AcSELerator Quickset Software | UAE0280301 | UAFACV0000
2016-1225 | K6-1141A | RELAY, SS 700 BUS 2 VCB 9A TO SS 830A UA | EHV |  |  | Relays-MV | Schweitzer Engineering Laboratories | SEL-351A |  |  |  |  | AcSELerator Quickset Software | UAE0280401 | UAFACV0000
2016-1226 | K6-1141A | RELAY, SS 700 BUS 2 VCB 9B TO 745/1 TWR D | EHV |  |  | Relays-MV | Schweitzer Engineering Laboratories | SEL-351A |  |  |  |  | AcSELerator Quickset Software | UAE0280501 | UAFACV0000
2016-1227 | K6-1141A | RELAY, SS 700 BUS 2 VCB 10A TO VFI 762/2 UA | EHV |  |  | Relays-MV | Schweitzer Engineering Laboratories | SEL-351A |  |  |  |  | AcSELerator Quickset Software | UAE0280601 | UAFACV0000
2016-1228 | K6-1141A | RELAY, SS 700 BUS 2 VCB 11A TO LBS 741/1 TWR D | EHV |  |  | Relays-MV | Schweitzer Engineering Laboratories | SEL-351A |  |  |  |  | AcSELerator Quickset Software | UAE0280701 | UAFACV0000
2016-1229 | K6-1141A | RELAY, SS 700 BUS 2 VCB 11B SPARE | EHV |  |  | Relays-MV | Schweitzer Engineering Laboratories | SEL-351A |  |  |  |  | AcSELerator Quickset Software | UAE0280801 | UAFACV0000
2016-1233 | K6-1141A | RELAY XFMR DIFF SS 829A BE1-87T BASLER | EHV |  |  | Relays-MV | BASLER ELECTRIC | BE187TE1FA1JDOSOF |  |  | N/A |  | None | UAE0800001 | UAFACV0000
2016-1235 | K6-1141A | RELAY 1 PHASE NEUTRAL OVERCURRENT SS 829A PRI. ABB | EHV |  |  | Relays-MV |  | MCO |  |  | N/A |  |  | UAE0800003 | UAFACV0000
373 | K6-1145 | Ethernet Gateway [FIC1596] | HVC | KCCS Utility |  | PLC | Schneider Electric | Modicon Quantum | 140CPU11302 |  | ICS-FIC1596 | Concept 2.5 | None | FIC1596 | HKFUCU0000 | N
493 | K6-1145 | AHU1 CAFETERIA-2 | HVC | None |  | LON | HONEYWELL | XL 15 WW7760A | 80C51 |  |  | LONSPEC 05.05.00.00 | None | K6-1145HVC | HKFHV60000 | N
494 | K6-1145 | AHU1 CAFETERIA-1 | HVC | None |  | LON | HONEYWELL | XL 15 WW7760A | 80C51 |  |  | LONSPEC 05.05.00.00 | None | K6-1145HVC | HKFHV60000 | N
495 | K6-1145 | AHU2 KITCHEN | HVC | None |  | LON | HONEYWELL | XL 15 WW7760A | 80C51 |  |  | LONSPEC 05.05.00.00 | None | K6-1145HVC | HKFHV60000 | N
496 | K6-1145 | CREDIT UNION | HVC | None |  | LON | HONEYWELL | XL 10 | 80C51 |  |  | LONSPEC 05.05.00.00 | None | K6-1145HVC | HKFHV60000 | N
497 | K6-1145 | AHU4 -MEDICAL | HVC | None |  | LON | HONEYWELL | XL 10 | 80C51 |  |  | LONSPEC 05.05.00.00 | None | K6-1145HVC | HKFHV60000 | N
498 | K6-1145 | CPU 113 03 PUMPS & VALVES | HVC | None |  | PLC | Modicon | Quantum | 80C51 |  |  | LONSPEC 05.05.00.00 | None | K6-1145HVC | HKFHV60000 | N
2015-055 | K6-1145 | Ethernet Gateway, BTU Meter [FIC0144] | HVC | KCCS Utility |  | Gateway | B&B Electronics | Vlinx MESR921-ST | [5 empty] | FIC0144 | HKFUCU0000
2019-004 | K6-1191 | EPP Generator 1 Source Code | GEN | [7 empty] | ICS-EVGUC001
2019-005 | K6-1191 | EPP Generator 2 Source Code | GEN | [7 empty] | ICS-EVGUC002
2019-006 | K6-1191 | EPP Generator 3 Source Code | GEN | [7 empty] | ICS-EVGUC003
2019-007 | K6-1191 | EPP Generator 4 Source Code | GEN | [7 empty] | ICS-EVGUC004
2019-008 | K6-1191 | EPP Generator 5 Source Code | GEN | [7 empty] | ICS-EVGUC005
366 | K6-1193 | Controls, PLC [FIC1529] | ELV | KCCS Power |  | PLC | Schneider Electric | M580 | Processor V. 2.20-9 |  | ICS-FIC1529 | Unity Pro XL | None | FIC1529 | TEFUCP0000 | Y
367 | K6-1193 | Controls, PLC [FIC1530] | HVC | KCCS Utility |  | PLC | Schneider Electric | M580 | Processor V. 2.20-9 |  | ICS-FIC1530 | Unity Pro XL | None | FIC1530 | TEFUCU0000 | N
1541 | K6-1193 | Controls, BAS, AHU-1 | HVC | None |  | DDC | Schneider Electric | MN800 |  |  |  | INFINITY | TERMINAL XTALK | TEAUC002 | TEFHV60000 | N | VABR
1542 | K6-1193 | Controls, BAS, AHU-2 | HVC | None |  | DDC | Schneider Electric | MN800 |  |  |  | INFINITY | TERMINAL XTALK | TEAUC003 | TEFHV60000 | N | VABR
1543 | K6-1193 | Controls, BAS, Net Controller | HVC | None |  | DDC | Andover | CMX240 |  |  |  | INFINITY | TERMINAL XTALK | TEAUC001 | TEFHV60000 | N | VABR
1544 | K6-1193 | Workstation, BAS | HVC | None |  | DDC | Andover | N/A |  |  |  | N/A | None | TEAUC004 | TEFHV60000 | Y | VABR
1719 | K6-1193 | Controls, PLC [FIC0042] | HVC | KCCS Utility |  | PLC | Schneider Electric | M580 | Processor V. 2.20-9 |  | ICS-FIC0042 | Unity Pro XL | None | FIC0042 | TEFUCU0000 | N
1720 | K6-1193 | Controls, PLC [FIC0044] | HVC | KCCS Utility |  | PLC | Schneider Electric | M580 | Processor V. 2.20-9 |  | ICS-FIC0044 | Unity Pro XL | None | FIC0044 | TEFUCU0000 | N
1721 | K6-1193 | Controls, PLC [FIC0097] | ELV | KCCS Power |  | PLC | Schneider Electric | M580 | Processor V. 2.20-9 |  | ICS-207213 | Unity Pro XL | None | 207213 | TEFUCP0000 | Y
2015-057 | K6-1193 | Ethernet Gateway, BTU Meter [FIC0146] | HVC | KCCS Utility |  | Gateway | B&B Electronics | Vlinx MESR921-ST | [5 empty] | FIC0146 | TEFUCU0000
2015-464 | K6-1193 | Controls, Gateway, Lift Station Radio Access Point, VAB Area [FIC1758] | WWS | KCCS Utility |  | Gateway | General Electric | MDS iNet 900 | N/A |  |  | PC Terminal Emulator | Serial Cable | FIC1758 | K-FUCLSU00 | N
2019-102 | K6-1193 | Controls, BAS, Netcontroller | HVAC | SA |  | Network | Andover | CMX240 |  |  |  |  | Continuum | TEAUC001 | TEFHV60000
1536 | K6-1246 | WORKSTATION | HVC | None |  | DDC | DELL Inspiron 3793 |  |  |  |  | LONMaker | None | K6-1246HVC | LEFHV70000 | Y | Shops and Labs
1537 | K6-1246 | AHU-1 | HVC | None |  | DDC | DISTECH | ECP-510 |  |  |  | LONMaker | None | K6-1246HVC | LEFHV70000 | Y | Shops and Labs
1538 | K6-1246 | AHU-2 | HVC | None |  | DDC | DISTECH | ECP-510 |  |  |  | LONMaker | None | K6-1246HVC | LEFHV70000 | Y | Shops and Labs
1539 | K6-1246 | PUMPS | HVC | None |  | DDC | DISTECH | ECP-510 |  |  |  | LONMaker | None | K6-1246HVC | LEFHV70000 | Y | Shops and Labs
2015-017 | K6-1246 | Ethernet Gateway, JACE [FIC0086] | HVC | KCCS Utility |  | Controls-Gateway | Schneider Electric | SmartX Controller AS-P | [5 empty] | FIC0086 | LEFUCU1000
2015-059 | K6-1246 | Ethernet Gateway, BTU Meter [FIC0148] | HVC | KCCS Utility |  | Gateway | B&B Electronics | Vlinx MESR921-ST | [5 empty] | FIC0148 | LEFUCU1000
1722 | K6-1247 | Controls, PLC [FIC0088] | HVC | KCCS Utility |  | PLC | Schneider Electric | Modicon Quantum | 140CPU11302 |  | ICS-FIC0088 | Concept 2.5 | None | FIC0088 | LEFUCU0000 | N
1771 | K6-1247 | TORNADO AREA WARNING SIREN LC-39 NORTH | TAWS | TAWS Radios |  | TORNADO WARNING SIREN PLC | Allen-Bradley | MicroLogix | 1763-L16DWD |  |  | RSLogix 500 | None | LEFPASN108 | K-FPAWW000 | Y | Windows XP
2014-10 | K6-1247 | TORNADO AREA WARNING SIREN LC-39 NORTH | TAWS | TAWS Radios |  | TORNADO WARNING SIREN RADIO | CAL-AMP | INTEGRA TR | 242-4018-551 |  | ICS-LEFPASN108 | INTEGRA TR PROGRAMMER | None | LEFPASN108 | K-FPAWW000 | Y | Windows XP
2015-060 | K6-1247 | Ethernet Gateway, BTU Meter [FIC0150] | HVC | KCCS Utility |  | Gateway | B&B Electronics | Vlinx MESR921-ST | [5 empty] | FIC0150 | LEFUCU0000
2019-113 | K6-1247 | Controls, BAS, AS-P | HVAC | Ethernet |  | Network | Schneider | AS-P |  |  |  |  | StruxureWare Workstation Pro | NA
73 | K6-1249 | FACP | PSY |  |  | FA | SIMPLEX | 4100U | FACP |  |  | K6-1249 rev 18 | None | FIFFACP001 | FIFFA62000 | Y
1371 | K6-1249 | Controls, PLC, OSBII Elevator 6 [FIC0565] | ELEV | KCCS Power |  | PLC | General Electric | 90-30 | IC693CPU363 |  | ICS-M1600006-01 | LOGICMASTER/PROFICY | None | M1600006-01 | FIFUCP0000 | Y | OSB II ELEVATOR #6
1372 | K6-1249 | Controls, PLC, OSBII Elevator 7 [FIC0567] | ELEV | KCCS Power |  | PLC | General Electric | 90-30 | IC693CPU363 |  | ICS-M1600007-01 | LOGICMASTER/PROFICY | None | M1600007-01 | FIFUCP0000 | Y | OSB II ELEVATOR #7
1373 | K6-1249 | Controls, PLC, OSBII Elevator 8 [FIC0569] | ELEV | KCCS Power |  | PLC | General Electric | 90-30 | IC693CPU363 |  | ICS-M1600008-01 | LOGICMASTER/PROFICY | None | M1600008-01 | FIFUCP0000 | Y | OSB II ELEVATOR #8
1374 | K6-1249 | Controls, PLC, OSBII Freight Elevator 9 [FIC0571] | ELEV | KCCS Power |  | PLC | General Electric | 90-30 | IC693CPU363 |  | ICS-M1600009-01 | LOGICMASTER/PROFICY | None | M1600009-01 | FIFUCP0000 | Y | OSB II ELEVATOR #9
1506 | K6-1249 | AHU-1 | HVC | None |  | DDC | HONEYWELL | Excel 800 | XCL8010A |  |  | LONMaker | None | K6-1249HVC | FIFHV62000 | N | OSB II
1507 | K6-1249 | AHU-2 | HVC | None |  | DDC | HONEYWELL | Excel 800 | XCL8010A |  |  | LONMaker | None | K6-1249HVC | FIFHV62000 | N | OSB II
1508 | K6-1249 | AHU-3 | HVC | None |  | DDC | HONEYWELL | Excel 800 | XCL8010A |  |  | LONMaker | None | K6-1249HVC | FIFHV62000 | N | OSB II
1509 | K6-1249 | AHU-4 | HVC | None |  | DDC | HONEYWELL | Excel 800 | XCL8010A |  |  | LONMaker | None | K6-1249HVC | FIFHV62000 | N | OSB II
1510 | K6-1249 | AHU-5 | HVC | None |  | DDC | HONEYWELL | Excel 800 | XCL8010A |  |  | LONMaker | None | K6-1249HVC | FIFHV62000 | N | OSB II
1511 | K6-1249 | AHU-6 | HVC | None |  | DDC | HONEYWELL | Excel 800 | XCL8010A |  |  | LONMaker | None | K6-1249HVC | FIFHV62000 | N | OSB II
1512 | K6-1249 | AHU-7 | HVC | None |  | DDC | HONEYWELL | Excel 800 | XCL8010A |  |  | LONMaker | None | K6-1249HVC | FIFHV62000 | N | OSB II
1513 | K6-1249 | AHU-8 | HVC | None |  | DDC | HONEYWELL | Excel 800 | XCL8010A |  |  | LONMaker | None | K6-1249HVC | FIFHV62000 | N | OSB II
1514 | K6-1249 | AHU-9 | HVC | None |  | DDC | HONEYWELL | Excel 800 | XCL8010A |  |  | LONMaker | None | K6-1249HVC | FIFHV62000 | N | OSB II
1515 | K6-1249 | AHU-10 | HVC | None |  | DDC | HONEYWELL | Excel 800 | XCL8010A |  |  | LONMaker | None | K6-1249HVC | FIFHV62000 | N | OSB II
1516 | K6-1249 | AHU-11 | HVC | None |  | DDC | HONEYWELL | Excel 800 | XCL8010A |  |  | LONMaker | None | K6-1249HVC | FIFHV62000 | N | OSB II
1517 | K6-1249 | CHILLED WATER PUMPS | HVC | None |  | DDC | HONEYWELL | Excel 800 | XCL8010A |  |  | LONMaker | None | K6-1249HVC | FIFHV62000 | N | OSB II
1518 | K6-1249 | VAV1-1 THRU VAV9-21 | HVC | None |  | DDC | STAEFA | PREDATOR |  |  |  | LONMaker | None | K6-1249HVC | FIFHV62000 | N | OSB II
1763 | K6-1249 | WORKSTATION | HVC | None |  | LON | HONEYWELL | EBI/EXCEL 5000 |  |  |  | EBI/EXCEL 5000 | None | K6-1249HVC | FIFHV62000 | N | OSB I
1776 | K6-1249 | Controls, PLC, USS-1149 [FIC0257] | ELV | KCCS Power | 1149 | PLC | Schneider Electric | Modicon Quantum | 140CPU11302 |  | ICS-FIC0257 | Concept 2.6 | None | FIC0257 | FIFUCP0000 | Y | Substation 1149 PLC
1777 | K6-1249 | Controls, PLC, USS-1149 [FIC0259] | ELV | KCCS Power | 1149 | PLC | Schneider Electric | Modicon Quantum | 140CPU434 |  | ICS-FIC0259 | Concept 2.6 | None | FIC0259 | FIFUCP0000 | Y | Substation 1149 Data PLC
2015-010 | K6-1249 | Ethernet Gateway [FIC0040] | HVC | KCCS Utility |  | Controls-Gateway | FieldServer | TBD | [5 empty] | FIC0040 | FIFUCU0000
2015-062 | K6-1249 | Ethernet Gateway, BTU Meter [FIC0152] | HVC | KCCS Utility |  | Gateway | B&B Electronics | Vlinx MESR921-ST | [5 empty] | FIC0152 | FIFUCU0000
2015-100 | K6-1249 | Ethernet Gateway, UPS-26 [FIC0271] | ELV | KCCS Power |  | Gateway | Square D | PowerLogic EGX200 |  |  | N/A |  |  | FIC0271 | FIFUCP0000
2015-101 | K6-1249 | Ethernet Gateway, UPS27 [FIC0273] | ELV | KCCS Power |  | Gateway | Square D | PowerLogic EGX200 |  |  | N/A |  |  | 222968 | FIFUCP0000
2017-1 | K6-1249 | Control Panel, USS-1149 | ELV | None | 1149 | HMI | Eaton | PanelMate |  |  | ICS-FIEUC001 |  |  | FIEUC001 | FIFUCP0000
2017-29 | K6-1249 | Control Panel, OSBII Elevator 6 | ELEV | None |  | MMI |  |  |  |  | ICS-M1600006-01 | MMISoft |  | TBD | FIFUCP0000
2017-30 | K6-1249 | Control Panel, OSBII Elevator 7 | ELEV | None |  | MMI |  |  |  |  | ICS-M1600007-01 | MMISoft |  | TBD | FIFUCP0000
2017-31 | K6-1249 | Control Panel, OSBII Elevator 8 | ELEV | None |  | MMI |  |  |  |  | ICS-M1600008-01 | MMISoft |  | TBD | FIFUCP0000
2017-32 | K6-1249 | Control Panel, OSBII Freight Elevator 9 | ELEV | None |  | MMI |  |  |  |  | ICS-M1600009-01 | MMISoft |  | TBD | FIFUCP0000
76 | K6-1350 | FACP | PSY |  |  | FA | SIMPLEX | 4005 | FACP |  |  |  | None | BYFFACP001 | BYFFA10000 | Y
77 | K6-1397 | FACP | PSY |  |  | FA | SIMPLEX | 4002 | FACP |  |  |  | None | BXFS4002 | BXFFA60000 | Y
2015-126 | K6-1397 | Ethernet Gateway, USS-896 [FIC0397] | ELV | KCCS Power |  | Gateway | Square D | PowerLogic ECM-RM |  |  | N/A |  |  | FIC0397 | BXFUCP0000
78 | K6-1446 | FACP | PSY |  |  | FA | SIMPLEX | 4002 | FACP |  |  |  | None | GAFS4002 | GAFFAAS000 | Y
1413 | K6-1446K | VAV - 21 | HVC |  |  | LON | INVENSYS | MNL-V2RV3 |  |  |  | Work Place Teach 5.4 | None | K6-1446KHVC | L8FHV00000 | N
1435 | K6-1446K | CHW-CNTRL | HVC | None |  | LON | INVENSYS | MNL-800-101 |  |  |  | Work Place Tech 5.4 | None | K6-1446KHVC | L8FHV00000 | N
1436 | K6-1446K | FCU-1 | HVC | None |  | LON | INVENSYS | MNL-20RS3 |  |  |  | Work Place Tech 5.4 | None | K6-1446KHVC | L8FHV00000 | N
1437 | K6-1446K | FCU-2 | HVC | None |  | LON | INVENSYS | MNL-20RS3 |  |  |  | Work Place Tech 5.4 | None | K6-1446KHVC | L8FHV00000 | N
1790 | K6-1446K | FACP | PSY |  |  | FA | SIMPLEX | 4100U | FACP |  |  |  | None | L8FFACP001 | L8FFA60000 | Y
2014-06 | K6-1446K | Ethernet Gateway, JACE [FIC1546] | HVC | KCCS Utility |  | Gateway | Schneider Electric | SmartX Controller AS-P | N/A |  |  |  | None | FIC1546 | L8FUCU0000 | N | EMF JACE
2015-064 | K6-1446K | Ethernet Gateway, BTU Meter [FIC0154] | HVC | KCCS Utility |  | Gateway | B&B Electronics | Vlinx MESR921-ST | [5 empty] | FIC0154 | L8FUCU0000
81 | K6-1449 | FACP | PSY |  |  | FA | SIMPLEX | 4005 | FACP |  |  |  | None | YXFFACP001 | YXFFA92000 | Y | WAITING TURNOVER
82 | K6-1547 | FACP | PSY |  |  | FA | SIMPLEX | 4100 | FACP |  |  | 94A0133T rev 1 | None | CKFS4100 | CKFFAR0000 | Y
1392 | K6-1547 | Controls, PLC, Logistics Passenger Elev [FIC0609] | ELEV | KCCS Power |  | PLC | General Electric | PACSystem | RX3i |  | ICS-CK601001-01 | PROFICY | None | CK601001-01 | CKFUCP0000 | Y | LOGISTICS ELEVATOR
1569 | K6-1547 | AHU-1 | HVC |  |  | DDC | Andover | LCX920 |  |  |  | CONTINUUM | None | K6-1547HVC | CKFHVR0000 | Y | Logistics
1570 | K6-1547 | AHU-2 | HVC |  |  | DDC | Andover | LCX920 |  |  |  | CONTINUUM | None | K6-1547HVC | CKFHVR0000 | Y | Logistics
1571 | K6-1547 | AHU-3 | HVC |  |  | DDC | Andover | LCX920 |  |  |  | CONTINUUM | None | K6-1547HVC | CKFHVR0000 | Y | Logistics
1572 | K6-1547 | AHU-4 | HVC |  |  | DDC | Andover | LCX920 |  |  |  | CONTINUUM | None | K6-1547HVC | CKFHVR0000 | Y | Logistics
1573 | K6-1547 | AHU-5 | HVC |  |  | DDC | Andover | LCX920 |  |  |  | CONTINUUM | None | K6-1547HVC | CKFHVR0000 | Y | Logistics
1574 | K6-1547 | AHU-6 | HVC |  |  | DDC | Andover | LCX920 |  |  |  | CONTINUUM | None | K6-1547HVC | CKFHVR0000 | Y | Logistics
1575 | K6-1547 | AHU-7 | HVC |  |  | DDC | Andover | LCX920 |  |  |  | CONTINUUM | None | K6-1547HVC | CKFHVR0000 | Y | Logistics
1576 | K6-1547 | AHU-8 | HVC |  |  | DDC | Andover | LCX920 |  |  |  | CONTINUUM | None | K6-1547HVC | CKFHVR0000 | Y | Logistics
1577 | K6-1547 | AHU-9 | HVC |  |  | DDC | Andover | LCX920 |  |  |  | CONTINUUM | None | K6-1547HVC | CKFHVR0000 | Y | Logistics
1578 | K6-1547 | AHU-10 | HVC |  |  | DDC | Andover | LCX920 |  |  |  | CONTINUUM | None | K6-1547HVC | CKFHVR0000 | Y | Logistics
1579 | K6-1547 | AHU-11 | HVC |  |  | DDC | Andover | LCX920 |  |  |  | CONTINUUM | None | K6-1547HVC | CKFHVR0000 | Y | Logistics
1580 | K6-1547 | AHU-12 | HVC |  |  | DDC | Andover | LCX920 |  |  |  | CONTINUUM | None | K6-1547HVC | CKFHVR0000 | Y | Logistics
1581 | K6-1547 | NET CONTROLLER | HVC |  |  | DDC | Andover | CX9400 |  |  |  | CONTINUUM | None | K6-1547HVC | CKFHVR0000 | Y | Logistics
1582 | K6-1547 | CHILLED WATER PUMPS | HVC |  |  | DDC | Andover | LCX920 |  |  |  | CONTINUUM | None | K6-1547HVC | CKFHVR0000 | Y | Logistics
1583 | K6-1547 | HMI SCREEN | HVC |  |  | DDC | Andover | DCX250 |  |  |  | CONTINUUM | None | K6-1547HVC | CKFHVR0000 | N | Logistics
2015-066 | K6-1547 | Ethernet Gateway, BTU Meter [FIC0156] | HVC | KCCS Utility |  | Gateway | B&B Electronics | Vlinx MESR921-ST | [5 empty] | FIC0156 | CKFUCU0000
2015-124 | K6-1547 | Distribution Panel, 480 Volt, 225 Amp, 3 Phase, Panel LP2 [FIC0393] | ELV | KCCS Power |  | Panel-LV | Square D | Powerlink G3 | [5 empty] | 198304 | CKFUCP0000
2015-125 | K6-1547 | Distribution Panel, 277/480 Volt, 100 Amp, Panel, VLP [FIC0395] | ELV | KCCS Power |  | Panel-LV | Square D | Powerlink G3 | [5 empty] | 205602 | CKFUCP0000
2019-100 | K6-1547 | Controls, BAS, Netcontroller | HVAC | SA |  | Network | Andover | [5 empty] | Continuum | NA
83 | K6-1696 | FACP | PSY |  |  | FA | SIMPLEX | 4020 | FACP |  |  | K61696_2 rev 4 | None | Y4FS4020 | Y4FFA60000 | Y
1519 | K6-1696 | AHU-1 | HVC | None |  | DDC | Johnson Controls | AS-AHU102-0 |  |  |  | METASYS | None | K6-1696HVC | Y4FHV60000 | N | CRCA
1520 | K6-1696 | AHU-2 | HVC | None |  | DDC | Johnson Controls | AS-AHU102-0 |  |  |  | METASYS | None | K6-1696HVC | Y4FHV60000 | N | CRCA
1521 | K6-1696 | AHU-3 | HVC | None |  | DDC | Johnson Controls | AS-AHU102-0 |  |  |  | METASYS | None | K6-1696HVC | Y4FHV60000 | N | CRCA
1522 | K6-1696 | AHU-4 | HVC | None |  | DDC | Johnson Controls | AS-AHU102-0 |  |  |  | METASYS | None | K6-1696HVC | Y4FHV60000 | N | CRCA
1523 | K6-1696 | AHU-5 | HVC | None |  | DDC | Johnson Controls | AS-AHU102-0 |  |  |  | METASYS | None | K6-1696HVC | Y4FHV60000 | N | CRCA
1524 | K6-1696 | VAV-1 THRU VAV-10 | HVC | None |  | DDC | Johnson Controls | VAV101 |  |  |  | METASYS | None | K6-1696HVC | Y4FHV60000 | N | CRCA
1525 | K6-1696 | AHU-6 | HVC | None |  | DDC | Johnson Controls | AS-AHU102-0 |  |  |  | METASYS | None | K6-1696HVC | Y4FHV60000 | N | CRCA
1526 | K6-1696 | AHU-7 | HVC | None |  | DDC | Johnson Controls | AS-AHU102-0 |  |  |  | METASYS | None | K6-1696HVC | Y4FHV60000 | N | CRCA
1527 | K6-1696 | AHU-8 | HVC | None |  | DDC | Johnson Controls | AS-AHU102-0 |  |  |  | METASYS | None | K6-1696HVC | Y4FHV60000 | N | CRCA
1528 | K6-1696 | AHU-9 | HVC | None |  | DDC | Johnson Controls | AS-AHU102-0 |  |  |  | METASYS | None | K6-1696HVC | Y4FHV60000 | N | CRCA
1529 | K6-1696 | AHU-10 | HVC | None |  | DDC | Johnson Controls | AS-AHU102-0 |  |  |  | METASYS | None | K6-1696HVC | Y4FHV60000 | N | CRCA
1530 | K6-1696 | FPMB-1,2,4,5 | HVC | None |  | DDC | Johnson Controls | VAV110 |  |  |  | METASYS | None | K6-1696HVC | Y4FHV60000 | N | CRCA
1723 | K6-1696 | Controls, PLC [FIC0008] | HVC | KCCS Utility |  | PLC | Schneider Electric | Modicon Momentum | 171CCC96030 |  | ICS-FIC0008 | Concept 2.5 | None | FIC0008 | Y4FUCU0000 | N
1756 | K6-1696 | WORKSTATION | HVC |  |  | DDC | Johnson Controls | DELL |  |  |  | METASYS 5.2.5.0100 | None | K6-1696HVC | Y4FHV60000 | N | CRCA
1757 | K6-1696 | NETCONTROLLER-PHASE I | HVC |  |  | DDC | Johnson Controls | MS-NCE2510-0 |  |  |  | METASYS | None | K6-1696HVC | Y4FHV60000 | N | CRCA
1758 | K6-1696 | NETCONTROLLER- PHASE II | HVC |  |  | DDC | Johnson Controls | MS-NAE4510-2 |  |  |  | METASYS | None | K6-1696HVC | Y4FHV60000 | N | CRCA
1759 | K6-1696 | FPMB-3 | HVC |  |  | DDC | Johnson Controls | DX-9100-8454 |  |  |  | METASYS | None | K6-1696HVC | Y4FHV60000 | N | CRCA
1760 | K6-1696 | MAU-1 & 2 | HVC |  |  | DDC | Johnson Controls | AS-AHU-102-0 |  |  |  | METASYS | None | K6-1696HVC | Y4FHV60000 | N | CRCA
2015-003 | K6-1696 | Controls, PLC [FIC0009] | ELV | KCCS Power |  | PLC | Schneider Electric | Modicon Momentum | [5 empty] | 197597 | Y4FUCP0000
2015-028 | K6-1696 | Ethernet Gateway, GN2 Flow Meter [FIC0108] | PPL | KCCS Utility |  | Gateway | B&B Electronics | Vlinx MESR9xx | [5 empty] | FIC0108 | Y4FUCU0000
2015-031 | K6-1696 | Ethernet Gateway [FIC0114] | HVC | KCCS Utility |  | Controls-Gateway | FieldServer | TBD | [5 empty] | FIC0114 | Y4FUCU0000
2015-067 | K6-1696 | Ethernet Gateway, BTU Meter [FIC0158] | HVC | KCCS Utility |  | Gateway | B&B Electronics | Vlinx MESR921-ST | [5 empty] | FIC0158 | Y4FUCU0000
1791 | K6-1844D | FACP | PSY |  |  | FA | SIMPLEX | 4005 | FACP |  |  | K6-1847 REV1 | None | OQFFACP001 | OQFFA10000 | Y
84 | K6-1847 | FACP | PSY |  |  | FA | SIMPLEX | 4002 | FACP |  |  | K6_1847 rev 2 | None | B9F41001 | B9FFA00000 | Y
85 | K6-1896 | FACP | PSY |  |  | FA | SIMPLEX | 4002 | FACP |  |  |  | None | CFFFACP001 | CFFFA00000 | Y
86 | K6-1996 | FACP | PSY |  |  | FA | SIMPLEX | 4002 | FACP |  |  |  | None | OPFS4002 | OPFFAAS000 | Y
1765 | K6-1996 | TORNADO AREA WARNING SIREN LC-39 SOUTH | TAWS | TAWS Radios |  | TORNADO WARNING SIREN PLC | Allen-Bradley | MicroLogix | 1763-L16DWD |  |  | RSLogix 500 | None | OPFPASN102 | K-FPAWW000 | Y | Windows XP
2014-20 | K6-1996 | TORNADO AREA WARNING SIREN LC-39 SOUTH | TAWS | TAWS Radios |  | TORNADO WARNING SIREN RADIO | CAL-AMP | INTEGRA TR | 242-4018-551 |  | ICS-OPFPASN102 | INTEGRA TR PROGRAMMER | None | OPFPASN102 | K-FPAWW000 | Y | Windows XP
87 | K6-1996H | FACP | PSY |  |  | FA | SIMPLEX | 4002 | FACP |  |  | K6_1996H rev 2 | None | OPFP4002 | OPFFA00000 | Y
88 | K6-2045 | FACP | PSY |  |  | FA | SIMPLEX | 4002 | FACP |  |  | K6_2045 rev 3 | None | K2F41001 | K2FFA00000 | Y
89 | K6-2096 | FACP | PSY |  |  | FA | SIMPLEX | 4005 | FACP |  |  |  | None | KYFFACP001 | KYFFA90000 | Y
2015-463 | K6-2496 | Controls, Gateway, Lift Station Radio Access Point, Schwartz Road Area [FIC1756] | WWS | KCCS Utility |  | Gateway | General Electric | MDS iNet 900 | N/A |  |  | PC Terminal Emulator | Serial Cable | FIC1756 | K-FUCLSU00 | N
91 | K6-2496B | FACP | PSY |  |  | FA | SIMPLEX | 4010 | FACP |  |  | K9 kennels | None | L6FFACP001 | L6FFA00000 | Y
92 | K7-0114 | FACP | PSY |  |  | FA | SIMPLEX | 4002 | FACP |  |  |  | None | 8YF41001 | 8YFFA00000 | Y
93 | K7-0140 | FACP | PSY |  |  | FA | SIMPLEX | 4100 | FACP |  |  | 9750094D rev 2 | None | LEFS4002 | LEFFAAS000 | Y | needs recovery
2014-33 | K7-0188B | Ethernet Gateway, USS900 SEL-2032 [FIC1657] | EHV | KCCS Power |  | Gateway | Schweitzer Engineering Laboratories | SEL-2032 | N/A |  |  |  | SEL-5020 Settings Assistant Software | FIC1657 | I9FUCP0561 | N | USS-900, Bus 1
2014-34 | K7-0188B | Ethernet Gateway, USS900 SEL-2032 [FIC1659] | EHV | KCCS Power |  | Gateway | Schweitzer Engineering Laboratories | SEL-2032 | N/A |  |  |  | SEL-5020 Settings Assistant Software | FIC1659 | I9FUCP0561 | N | USS-900, Bus 2
2016-0514 | K7-0188B | RELAY SWSTA 900 CUBICAL 1A SPARE | EHV |  |  | Relays-MV | Schweitzer Engineering Laboratories | SEL-351A |  |  | N/A |  | AcSELerator Quickset Software | AEE0101001 | I9FAC90000
2016-0515 | K7-0188B | RELAY SWSTA 900 CUBICAL 1B T839 | EHV |  |  | Relays-MV | Schweitzer Engineering Laboratories | SEL-351A |  |  | N/A |  | AcSELerator Quickset Software | AEE0101101 | I9FAC90000
2016-0516 | K7-0188B | RELAY SWSTA 900 CUBICAL 2A C5 FEEDER 612 | EHV |  |  | Relays-MV | Schweitzer Engineering Laboratories | SEL-351A |  |  | N/A |  | AcSELerator Quickset Software | AEE0101201 | I9FAC90000
2016-0517 | K7-0188B | RELAY SWSTA 900 CUBICAL 2B SS902-6B | EHV |  |  | Relays-MV | Schweitzer Engineering Laboratories | SEL-351A |  |  | N/A |  | AcSELerator Quickset Software | AEE0101301 | I9FAC90000
2016-0518 | K7-0188B | RELAY SWSTA 900 CUBICAL 3B VFI 1024-S1 | EHV |  |  | Relays-MV | Schweitzer Engineering Laboratories | SEL-351A |  |  | N/A |  | AcSELerator Quickset Software | AEE0101401 | I9FAC90000
2016-0519 | K7-0188B | RELAY SWSTA 900 CUBICAL 4B TIE (BUS 1 AND 2) | EHV |  |  | Relays-MV | Schweitzer Engineering Laboratories | SEL-351A |  |  | N/A |  | AcSELerator Quickset Software | AEE0101501 | I9FAC90000
2016-0520 | K7-0188B | RELAY SWSTA 900 CUBICAL 5A SPARE | EHV |  |  | Relays-MV | Schweitzer Engineering Laboratories | SEL-351A |  |  | N/A |  | AcSELerator Quickset Software | AEE0201001 | I9FAC90000
2016-0521 | K7-0188B | RELAY SWSTA 900 CUBICAL 5B SS902-17B | EHV |  |  | Relays-MV | Schweitzer Engineering Laboratories | SEL-351A |  |  | N/A |  | AcSELerator Quickset Software | AEE0201101 | I9FAC90000
2016-0522 | K7-0188B | RELAY SWSTA 900 CUBICAL 6A SPARE | EHV |  |  | Relays-MV | Schweitzer Engineering Laboratories | SEL-351A |  |  | N/A |  | AcSELerator Quickset Software | AEE0201201 | I9FAC90000
2016-0523 | K7-0188B | RELAY SWSTA 900 CUBICAL 6B C5 FEEDER 606 | EHV |  |  | Relays-MV | Schweitzer Engineering Laboratories | SEL-351A |  |  | N/A |  | AcSELerator Quickset Software | AEE0201301 | I9FAC90000
2016-0524 | K7-0188B | RELAY SWSTA 900 CUBICAL 7B SS1001-4 | EHV |  |  | Relays-MV | Schweitzer Engineering Laboratories | SEL-351A |  |  | N/A |  | AcSELerator Quickset Software | AEE0201401 | I9FAC90000
2016-0525 | K7-0188B | RELAY SWSTA 900 CUBICAL 8B TIE (BUS 2 AND 3) | EHV |  |  | Relays-MV | Schweitzer Engineering Laboratories | SEL-351A |  |  | N/A |  | AcSELerator Quickset Software | AEE0201501 | I9FAC90000
2016-0526 | K7-0188B | RELAY SWSTA 900 CUBICAL 9A LBS 785-S3 FEEDER 518 | EHV |  |  | Relays-MV | Schweitzer Engineering Laboratories | SEL-351A |  |  | N/A |  | AcSELerator Quickset Software | AEE0301001 | I9FAC90000
2016-0527 | K7-0188B | RELAY SWSTA 900 CUBICAL 9B VFI 788-S1 | EHV |  |  | Relays-MV | Schweitzer Engineering Laboratories | SEL-351A |  |  | N/A |  | AcSELerator Quickset Software | AEE0301101 | I9FAC90000
2016-0528 | K7-0188B | RELAY SWSTA 900 CUBICAL 10A SPARE | EHV |  |  | Relays-MV | Schweitzer Engineering Laboratories | SEL-351A |  |  | N/A |  | AcSELerator Quickset Software | AEE0301201 | I9FAC90000
2016-0529 | K7-0188B | RELAY SWSTA 900 CUBICAL 10B SPARE | EHV |  |  | Relays-MV | Schweitzer Engineering Laboratories | SEL-351A |  |  | N/A |  | AcSELerator Quickset Software | AEE0301301 | I9FAC90000
2016-0530 | K7-0188B | RELAY SWSTA 900 CUBICAL 11B VFI 787-S1 | EHV |  |  | Relays-MV | Schweitzer Engineering Laboratories | SEL-351A |  |  | N/A |  | AcSELerator Quickset Software | AEE0301401 | I9FAC90000
2016-0779 | K7-0188B | RELAY, SEL-351A (BUS 2 FDR 606) SS-1001/CUB 4B | EHV |  |  | Relays-MV | Schweitzer Engineering Laboratories | SEL-351A |  |  |  |  | AcSELerator Quickset Software | LBE0110401 | LBFACR0000
2016-0780 | K7-0188B | RELAY, SEL-351A (BUS 2/3) SS-1001/TIE CUB. 5B | EHV |  |  | Relays-MV | Schweitzer Engineering Laboratories | SEL-351A |  |  |  |  | AcSELerator Quickset Software | LBE0110601 | LBFACR0000
2016-0826 | K7-0188B | PHASE A TIME OVERCURRENT RELAY | EHV |  |  | Relays-MV | BASLER ELECTRIC | BE1-50/51M |  |  | N/A |  | None | LBE0200617 | LBFACR0000
2016-0827 | K7-0188B | PHASE B TIME OVERCURRENT RELAY | EHV |  |  | Relays-MV | BASLER ELECTRIC | BE1-50/51M |  |  | N/A |  | None | LBE0200618 | LBFACR0000
2016-0828 | K7-0188B | PHASE C TIME OVERCURRENT RELAY | EHV |  |  | Relays-MV | BASLER ELECTRIC | BE1-50/51M |  |  | N/A |  | None | LBE0200619 | LBFACR0000
2016-0829 | K7-0188B | GROUND TIME OVERCURRENT RELAY | EHV |  |  | Relays-MV | BASLER ELECTRIC | BE1-50/51M |  |  | N/A |  | None | LBE0200620 | LBFACR0000
2016-0830 | K7-0188B | PHASE A TIME OVERCURRENT RELAY | EHV |  |  | Relays-MV | BASLER ELECTRIC | BE1-50/51M |  |  | N/A |  | None | LBE0200621 | LBFACR0000
2016-0831 | K7-0188B | PHASE B TIME OVERCURRENT RELAY | EHV |  |  | Relays-MV | BASLER ELECTRIC | BE1-50/51M |  |  | N/A |  | None | LBE0200622 | LBFACR0000
2016-0832 | K7-0188B | PHASE C TIME OVERCURRENT RELAY | EHV |  |  | Relays-MV | BASLER ELECTRIC | BE1-50/51M |  |  | N/A |  | None | LBE0200623 | LBFACR0000
2016-0833 | K7-0188B | GROUND TIME OVERCURRENT RELAY | EHV |  |  | Relays-MV | BASLER ELECTRIC | BE1-50/51M |  |  | N/A |  | None | LBE0200624 | LBFACR0000
2016-0834 | K7-0188B | PHASE A TIME OVERCURRENT RELAY | EHV |  |  | Relays-MV | BASLER ELECTRIC | BE1-50/51M |  |  | N/A |  | None | LBE0200625 | LBFACR0000
2016-0835 | K7-0188B | PHASE B TIME OVERCURRENT RELAY | EHV |  |  | Relays-MV | BASLER ELECTRIC | BE1-50/51M |  |  | N/A |  | None | LBE0200626 | LBFACR0000
2016-0836 | K7-0188B | PHASE C TIME OVERCURRENT RELAY | EHV |  |  | Relays-MV | BASLER ELECTRIC | BE1-50/51M |  |  | N/A |  | None | LBE0200627 | LBFACR0000
2016-0837 | K7-0188B | GROUND TIME OVERCURRENT RELAY | EHV |  |  | Relays-MV | BASLER ELECTRIC | BE1-50/51M |  |  | N/A |  | None | LBE0200628 | LBFACR0000
2016-0838 | K7-0188B | PHASE A TIME OVERCURRENT RELAY | EHV |  |  | Relays-MV | BASLER ELECTRIC | BE1-50/51M |  |  | N/A |  | None | LBE0200629 | LBFACR0000
2016-0839 | K7-0188B | PHASE B TIME OVERCURRENT RELAY | EHV |  |  | Relays-MV | BASLER ELECTRIC | BE1-50/51M |  |  | N/A |  | None | LBE0200630 | LBFACR0000
2016-0840 | K7-0188B | PHASE C TIME OVERCURRENT RELAY | EHV |  |  | Relays-MV | BASLER ELECTRIC | BE1-50/51M |  |  | N/A |  | None | LBE0200631 | LBFACR0000
2016-0841 | K7-0188B | GROUND TIME OVERCURRENT RELAY | EHV |  |  | Relays-MV | BASLER ELECTRIC | BE1-50/51M |  |  | N/A |  | None | LBE0200632 | LBFACR0000
2016-0842 | K7-0188B | PHASE A TIME OVERCURRENT RELAY | EHV |  |  | Relays-MV | BASLER ELECTRIC | BE1-50/51M |  |  | N/A |  | None | LBE0200749 | LBFACR0000
2016-0843 | K7-0188B | PHASE B TIME OVERCURRENT RELAY | EHV |  |  | Relays-MV | BASLER ELECTRIC | BE1-50/51M |  |  | N/A |  | None | LBE0200750 | LBFACR0000
2016-0844 | K7-0188B | PHASE C TIME OVERCURRENT RELAY | EHV |  |  | Relays-MV | BASLER ELECTRIC | BE1-50/51M |  |  | N/A |  | None | LBE0200751 | LBFACR0000
2016-0845 | K7-0188B | GROUND TIME OVERCURRENT RELAY | EHV |  |  | Relays-MV | BASLER ELECTRIC | BE1-50/51M |  |  | N/A |  | None | LBE0200752 | LBFACR0000
2016-0846 | K7-0188B | PHASE A TIME OVERCURRENT RELAY | EHV |  |  | Relays-MV | BASLER ELECTRIC | BE1-50/51M |  |  | N/A |  | None | LBE0200753 | LBFACR0000
2016-0847 | K7-0188B | PHASE B TIME OVERCURRENT RELAY | EHV |  |  | Relays-MV | BASLER ELECTRIC | BE1-50/51M |  |  | N/A |  | None | LBE0200754 | LBFACR0000
2016-0848 | K7-0188B | PHASE C TIME OVERCURRENT RELAY | EHV |  |  | Relays-MV | BASLER ELECTRIC | BE1-50/51M |  |  | N/A |  | None | LBE0200755 | LBFACR0000
2016-0849 | K7-0188B | GROUND TIME OVERCURRENT RELAY | EHV |  |  | Relays-MV | BASLER ELECTRIC | BE1-50/51M |  |  | N/A |  | None | LBE0200756 | LBFACR0000
2016-0850 | K7-0188B | PHASE A TIME OVERCURRENT RELAY | EHV |  |  | Relays-MV | BASLER ELECTRIC | BE1-50/51M |  |  | N/A |  | None | LBE0200757 | LBFACR0000
2016-0851 | K7-0188B | PHASE B TIME OVERCURRENT RELAY | EHV |  |  | Relays-MV | BASLER ELECTRIC | BE1-50/51M |  |  | N/A |  | None | LBE0200758 | LBFACR0000
2016-0852 | K7-0188B | PHASE C TIME OVERCURRENT RELAY | EHV |  |  | Relays-MV | BASLER ELECTRIC | BE1-50/51M |  |  | N/A |  | None | LBE0200759 | LBFACR0000
2016-0853 | K7-0188B | GROUND TIME OVERCURRENT RELAY | EHV |  |  | Relays-MV | BASLER ELECTRIC | BE1-50/51M |  |  | N/A |  | None | LBE0200760 | LBFACR0000
2016-0854 | K7-0188B | PHASE A TIME OVERCURRENT RELAY | EHV |  |  | Relays-MV | BASLER ELECTRIC | BE1-50/51M |  |  | N/A |  | None | LBE0200761 | LBFACR0000
2016-0855 | K7-0188B | PHASE B TIME OVERCURRENT RELAY | EHV |  |  | Relays-MV | BASLER ELECTRIC | BE1-50/51M |  |  | N/A |  | None | LBE0200762 | LBFACR0000
2016-0856 | K7-0188B | PHASE C TIME OVERCURRENT RELAY | EHV |  |  | Relays-MV | BASLER ELECTRIC | BE1-50/51M |  |  | N/A |  | None | LBE0200763 | LBFACR0000
2016-0857 | K7-0188B | GROUND TIME OVERCURRENT RELAY | EHV |  |  | Relays-MV | BASLER ELECTRIC | BE1-50/51M |  |  | N/A |  | None | LBE0200764 | LBFACR0000
2016-1132 | K7-0188B | SWSTA 902 BUS 1 RELAY 7A TO SPARE FDR 612 | EHV |  |  | Relays-MV | Schweitzer Engineering Laboratories | SEL-351A |  |  |  |  | AcSELerator Quickset Software | PTE0102601 | PTFACR0000
2016-1142 | K7-0188B | SWSTA 902 BUS 2 RELAY 16A SPARE FDR 606 | EHV |  |  | Relays-MV | Schweitzer Engineering Laboratories | SEL-351A |  |  |  |  | AcSELerator Quickset Software | PTE0202401 | PTFACR0000
2016-1144 | K7-0188B | SWSTA 902 BUS 2 RELAY 17B TO SW STA 900/5B FDR 606 | EHV |  |  | Relays-MV | Schweitzer Engineering Laboratories | SEL-351A |  |  |  |  | AcSELerator Quickset Software | PTE0202601 | PTFACR0000
94 | K7-0415 | FACP | PSY |  |  | FA | SIMPLEX | 4005 | FACP |  |  |  | None | HDFFACP001 | HDFFA00000 | Y
1764 | K7-0416 | TORNADO AREA WARNING SIREN CCF AREA | TAWS | TAWS Radios |  | TORNADO WARNING SIREN PLC | Allen-Bradley | MicroLogix | 1763-L16DWD |  | ICS-OOFPASN101 | RSLogix 500 | None | OOFPASN101 | K-FPAWW000 | Y | Windows XP
2014-19 | K7-0416 | TORNADO AREA WARNING SIREN CCF AREA | TAWS | TAWS Radios |  | TORNADO WARNING SIREN RADIO | CAL-AMP | INTEGRA TR | 242-4018-551 |  | ICS-OOFPASN101 | INTEGRA TR PROGRAMMER | None | OOFPASN101 | K-FPAWW000 | Y | Windows XP
1406 | K7-0418 | AHU1-C2 | HVC | None |  | LON | INVENSYS | [5 empty] | None | K7-0418HVC | PVFHV60000 | N
1439 | K7-0418 | AHU1-C1 | HVC | None |  | LON | INVENSYS | MNL-800-101 |  |  |  |  | None | K7-0418HVC | PVFHV60000 | N
2014-05 | K7-0418 | Ethernet Gateway, JACE [FIC1528] | HVC | KCCS Utility |  | Gateway | INVENSYS | JACE | N/A |  |  |  | None | FIC1528 | PVFUCU0000 | N | Prop North JACE
2015-185 | K7-0418A | Ethernet Gateway, SOLAR INVERTER [FIC0689] | ELV | KCCS Power |  | Gateway | Square D | PowerLogic EGX200 |  |  | N/A |  |  | FIC0689 | PVFUCP1000
96 | K7-0468 | FACP | PSY |  |  | FA | SIMPLEX | 4002 | FACP |  |  |  | None | GGF04100 | GGFFAAS000 | Y
361 | K7-0468 | Controls, PLC, USS-707 [FIC1521] | EHV | KCCS Power | 707 | PLC | Schneider Electric | Modicon Momentum | 171CCC96030 |  | ICS-FIC1521 | Concept 2.5 | None | FIC1521 | GGFUCP0000 | Y
362 | K7-0468 | Controls, PLC [FIC1522] | HVC | KCCS Utility |  | PLC | Schneider Electric | Modicon Quantum | 140CPU11302 |  | ICS-FIC1522 | Concept 2.5 | None | FIC1522 | GGFUCU0000 | N
1396 | K7-0468 | Controls, PLC, USS-837 [FIC1605] | ELV | KCCS Power | 837 | PLC | Schneider Electric | Modicon Quantum | 140CPU11302 |  | ICS-FIC1605 | Concept 2.5 | None | FIC1605 | GGFUCP0000 | Y | CCF USS-837
97 | K7-0506 | FACP | PSY |  |  | FA | SIMPLEX | 4005 | FACP |  |  | K7_0506 rev 2 | None | OMF41001 | OMFFAAS000 | Y
1407 | K7-0559 | AHU1 C1 | HVC | None |  | LON | INVENSYS | MNL800-101 |  |  |  | WorkPlace Tech 5.7 | None | K7-559 | GBFHV00000 | N
1408 | K7-0559 | AHU1 C2 | HVC | None |  | LON | INVENSYS | MNL800-101 |  |  |  | WorkPlace Tech 5.7 | None | K7-559 | GBFHV00000 | N
1409 | K7-0559 | AHU1 C3 | HVC | None |  | LON | INVENSYS | MNL800-101 |  |  |  | WorkPlace Tech 5.7 | None | K7-559 | GBFHV00000 | N
1410 | K7-0559 | VAV - 3 | HVC | None |  | LON | INVENSYS | MNL-V2RV3 |  |  |  | WorkPlace Tech 5.7 | None | K7-559 | GBFHV00000 | N
1434 | K7-0559 | Ethernet Gateway, JACE [FIC1560] | HVC | KCCS Utility |  | Gateway | Tridium | JACE-600 |  |  |  | Tridium Embdded AX Tool Release 3.3.22 | None | FIC1560 | GBFUCU0000 | N
1438 | K7-0559 | DISPLAY | HVC | None |  | LON | INVENSYS | MNL-PROV-WAL |  |  |  | Lon Maker Turbo / Distech Plug In Tool | None | K7-559 | GBFHV00000 | N
1793 | K7-0559 | FACP | PSY |  |  | FA | SIMPLEX | 4005 | FACP |  |  |  | None | GBFFACP001 | GBFFA00000 | Y
98 | K7-0569 | FACP | PSY |  |  | FA | SIMPLEX | 4002 | FACP |  |  |  | None | DOFS4100 | DOFFAAS000 | Y
1794 | K7-0617 | FACP | PSY |  |  | FA | SIMPLEX | 4005 | FACP |  |  |  | None | SCFFACP002 | SCFFA00000 | Y
483 | K7-0618 | AHU#1 | HVC | None |  | LON | INVENSYS | MNL-20RS1 |  |  |  | WORKPLACE TECH 5.2.1.1054 | None | K7-0618HVC | SCFHV60000 | N | Reports to KCCS
1795 | K7-0618 | FACP | PSY |  |  | FA | SIMPLEX | 4005 | FACP |  |  |  | None | SCFFACP001 | SCFFA60000 | Y
1724 | K7-0853 | Controls, PLC [FIC0024] | PPL | KCCS Utility |  | PLC | Schneider Electric | Modicon Momentum | 141CCC96030 |  | ICS-FIC0024 | Concept 2.5 | None | FIC0024 | GTFUCU0000 | N
2015-188 | K7-1203 | Controls, PLC, Generator 1 Oxidation Catalyst [FIC0701] | GEN | KCCS Power |  | Controls-PLC | Univeral Acoustic & Emission Technologies | 18-7000060 | [5 empty] | FIC0701 | NOWUCVALID
2015-189 | K7-1203 | Controls, PLC, Generator 2 Oxidation Catalyst [FIC0703] | GEN | KCCS Power |  | Controls-PLC | Univeral Acoustic & Emission Technologies | 18-7000060 | [5 empty] | FIC0703 | NOWUCVALID
100 | K7-1204 | FACP | PSY |  |  | FA | SIMPLEX | 4100U | FACP |  |  | TRM0050 rev 11 | None | PHFFACP001 | PHFFA00000 | Y
101 | K7-1205F | FACP | PSY |  |  | FA | SIMPLEX | 4002 | FACP |  |  | K7_1205F rev 2 | None | XEF41001 | XEFFAAS000 | Y
2015-078 | K7-1205F | Ethernet Gateway [FIC0185] | ELV | KCCS Power |  | Gateway | Square D | PowerLogic EGX100 |  |  | N/A |  |  | FIC0185 | XEFUCP0000
102 | K7-1207 | FACP | PSY |  |  | FA | SIMPLEX | 4020 | FACP |  |  | K7_1207 rev 3 | None | 9ZFS4020 | 9ZFFA90000 | Y
103 | K7-1557 | FACP | PSY |  |  | FA | SIMPLEX | 4100 | FACP |  |  |  | None | IBF41001 | IBFFAAS000 | Y
104 | K8-0600 | FACP | PSY |  |  | FA | SIMPLEX | 4006 | FACP |  |  |  | None | Z4FFACP001 | Z4FFA00000 | Y
2020-005 | KSC-K6-0848 | FIC0176 Fire Pump Controller - Jockey Pump | WW | KCCS
2020-006 | KSC-K6-0848 | FIC0178 Fire Pump Controller - VAB 10 Fl Pump #1 | WW | KCCS
2020-007 | KSC-K6-0848 | FIC0180 Fire Pump Controller - VAB 10 Fl Pump #2 | WW | KCCS
2020-008 | KSC-K6-0848 | FIC0182 Fire Pump Controller - VAB 10 Fl Pump #3 | WW | KCCS
2020-009 | KSC-K6-0848 | FIC0184 Fire Pump Controller - VAB 10 Fl Pump #4 | WW | KCCS
2020-010 | KSC-K6-0848 | FIC0186 Fire Pump Controller - !0 th Fl Jockey Pump | WW | KCCS
2020-011 | KSC-K6-0848 | FIC0188 Fire Pump Controller - VAB 20 Fl Pump #1 | WW | KCCS
2020-012 | KSC-K6-0848 | FIC0190 Fire Pump Controller - VAB 20 Fl Pump #2 | WW | KCCS
2020-013 | KSC-K6-0848 | FIC0192 Fire Pump Controller - VAB 20 Fl Pump #3 | WW | KCCS
2020-014 | KSC-K6-0848 | FIC0192 Fire Pump Controller - VAB 20 Fl Pump #4 | WW | KCCS
2020-015 | KSC-K6-0848 | FIC0186 Fire Pump Controller - 20 th Fl Jockey Pump | WW | KCCS
2020-001 | KSCK6-0947 | FIC0168 Fire Pump Controller- Pump #1 | WW | KCCS
2020-002 | KSCK6-0947 | FIC0170 Fire Pump Controller - Pump #2 | WW | KCCS
2020-003 | KSCK6-0947 | FIC0172 Fire Pump Controller - Pump #3 | WW | KCCS
2020-004 | KSCK6-0947 | FIC0174 Fire Pump Controller - Pump #4 | WW | KCCS
2019-114 | KSCM7-0360 | Controls, BAS, FMRP.01 | HVC | ARCNET |  | ARCNET | Andover |  |  |  |  | INFINITY | None | S1AUC012 | S1FECAA000 | N
2019-115 | KSCM7-0360 | Controls, BAS, FMRP.02 | HVC | ARCNET |  | ARCNET | Andover |  |  |  |  | INFINITY | None | S1AUC013 | S1FECAA000 | N
2019-116 | KSCM7-0360 | Controls, BAS, FMRP.03 | HVC | ARCNET |  | ARCNET | Andover |  |  |  |  | INFINITY | None | S1AUC014 | S1FECAA000 | N
2019-117 | KSCM7-0360 | Controls, BAS, FMRP.03A | HVC | ARCNET |  | ARCNET | Andover |  |  |  |  | INFINITY | None | S1AUC015 | S1FECAA000 | N
2019-118 | KSCM7-0360 | Controls, BAS, FMRP.04 | HVC | ARCNET |  | ARCNET | Andover |  |  |  |  | INFINITY | None | S1AUC016 | S1FECAA000 | N
1673 | L6-0146 | UC4, AH-1,2,7 | HVC |  |  | DDC | CARRIER | 1600 |  |  |  | CCN | None | L6-0146HVC | ZAFHVNA000 | Y | ARF/ E&A
1674 | L6-0146 | UC5,6, AH-3,5 | HVC |  |  | DDC | CARRIER | 6400 |  |  |  | CCN | None | L6-0146HVC | ZAFHVNA000 | Y | ARF/ E&A
2014-51 | L6-0146 | Controls, PLC, BFF E&A Elevator | UPS | None |  | PLC | Allen-Bradley | CompactLogix | 1769-L32E |  |  | RSLogix 5000 | None | ZA601001-01 | ZAFEVN0410 | Y
2015-171 | L6-0146 | UPS-74, 9315-80, 40KW/50KVA, 480VAC Out, BFF, E&A Bldg. [FIC0651] | UPS | KCCS Power | 74 | UPS-Self Contained | Eaton Powerware | Power Xpert Gateway | [5 empty] | E-191632 | ZAFUPN0000
1675 | L6-0147 | UC1 CHILLER/ PRIMARY PUMPS | HVC |  |  | DDC | CARRIER | 6400 |  |  |  | CCN | None | L6-0147HVC | B6FHVNB000 | Y | ARF/ CHILLER Bldg.
1676 | L6-0147 | UC2 SECONDARY CHWS PUMPS | HVC |  |  | DDC | CARRIER | 6400 |  |  |  | CCN | None | L6-0147HVC | B6FHVNB000 | Y | ARF/ CHILLER BLDG.
1677 | L6-0147 | UC3 CONDENSER WATER SYS | HVC |  |  | DDC | CARRIER | 6400 |  |  |  | CCN | None | L6-0147HVC | B6FHVNB000 | Y | ARF/ CHILLER BLDG.
1678 | L6-0147 | UC34 FIRE/ TOXIC CLOUD | HVC |  |  | DDC | CARRIER | 1600 |  |  |  | CCN | None | L6-0147HVC | B6FHVNB000 | Y | ARF/ CHILLER BLDG.
1679 | L6-0147 | UC35 BOILER/ HW SYS | HVC |  |  | DDC | CARRIER | 6400 |  |  |  | CCN | None | L6-0147HVC | B6FHVNB000 | Y | ARF/ CHILLER BLDG.
2016-0001 | L6-0147 | Workstation, BAS, BFFDBSRV | HVC |  |  | Controls-Workstation | TBD | TBD | TBD |  |  | TBD | TBD | B6AUC001 | B6FHVNB000 | N
1394 | L6-0247 | Controller, BFF Man. North Elevator | ELEV | None |  | Microprocessor | OTIS | HYDRO ACCEL |  |  |  | ** Proprietary ** | EPROM | NC602001-01 | NCFEVN0210 | Y
1395 | L6-0247 | Controls, PLC, BFF Man. South Elevator | ELEV | None |  | PLC | General Electric | 90-30 | IC693CPU331 |  | ICS-NC601001-01 | LOGICMASTER/PROFICY | None | NC601001-01 | NCFEVN1001 | Y
1680 | L6-0247 | UC32, AH-32 | HVC |  |  | DDC | CARRIER | 1600 |  |  |  | CCN | None | L6-0247HVC | NCFHVNC000 | Y | ARF/ MANUFACTURING BLDG.
1681 | L6-0247 | UC7 THRU UC31, AH-1 THRU AH-34 | HVC |  |  | DDC | CARRIER | 6400 |  |  |  | CCN | None | L6-0247HVC | NCFHVNC000 | Y | ARF/ MANUFACTURING BLDG.
1683 | L6-0247 | Workstation, BAS, BFFWKSTN | HVC |  |  | DDC | CARRIER |  |  |  |  | ComfortView | None | NCAUC001 | NCFHVNC000 | Y | ARF/ TPS/ ROBOT RM.
1684 | L6-0247 | UC19, AH15 | HVC |  |  | DDC | CARRIER | 6400 |  |  |  | CCN | None | L6-0247HVC | NCFHVNC000 | Y | ARF/ TPS/ ROBOT RM.
1685 | L6-0247 | UC20, AH16 | HVC |  |  | DDC | CARRIER | 6400 |  |  |  | CCN | None | L6-0247HVC | NCFHVNC000 | Y | ARF/ TPS/ ROBOT RM.
1686 | L6-0247 | UC36 | HVC |  |  | DDC | CARRIER | 6400 |  |  |  | CCN | None | L6-0247HVC | NCFHVNC000 | Y | ARF/ TPS/ ROBOT RM.
1687 | L6-0247 | PHARAH1, AH1 | HVC |  |  | DDC | CARRIER | 6400 |  |  |  | CCN | None | L6-0247HVC | NCFHVNC000 | Y | ARF/ POL/ PHARMACY
2014-44 | L6-0247 | Oxygen Analyzer, BFF, TVC1 [FIC1979] | ODMS | KCCS Power |  | PLC | General Electric | 90-30 |  |  |  |  | None | ODMS-ARF/TVC1 | NCFOXN0000 | N | BFF ODMS, TVC 1
2014-45 | L6-0247 | Oxygen Analyzer, BFF, TVC2 [FIC1981] | ODMS | KCCS Power |  | PLC | General Electric | 90-30 |  |  |  |  | None | ODMS-ARF/TVC2 | NCFOXN0000 | N | BFF ODMS, TVC 2
2015-027 | L6-0247 | Ethernet Gateway, GN2 Flow Meter [FIC0106] | PPL | KCCS Utility |  | Gateway | B&B Electronics | Vlinx MESR9xx | [5 empty] | FIC0106 | NOWUCVALID
2015-167 | L6-0247 | UPS-70, 9330-20, 10.5KW/15KVA, 208VAC Out, BFF, Assy Bay [FIC0643] | UPS | KCCS Power | 70 | UPS-Self Contained | Eaton Powerware | Power Xpert Gateway | [5 empty] | E-00300012 | NCFUPN0000
2015-169 | L6-0247 | UPS-72, 9315-80, 40KW/50KVA, 208VAC Out, BFF, Spray Area [FIC0647] | UPS | KCCS Power | 72 | UPS-Self Contained | Eaton Powerware | Power Xpert Gateway | [5 empty] | E-191633 | NCFUPN0000
2015-170 | L6-0247 | UPS-73, 9315-80, 52KW/65KVA, 208VAC Out, BFF, MFG Area By Elevator [FIC0649] | UPS | KCCS Power | 73 | UPS-Self Contained | Eaton Powerware | Power Xpert Gateway | [5 empty] | E-00007947 | NCFUPN0000
2019-036 | L6-0247 | ODMS, VAB, SERIES 2100, TVC1 Area | ODMS | KCCS |  | PLC | GE | GE-FANUC | 90-30 | IC693CPU374 | ICS-ODMS-01 | ** Proprietary ** | GE Proficy Machine/Laptop | ODMS-ARF/TVC1
2019-037 | L6-0247 | ODMS, VAB, SERIES 2100, TVC2 Area | ODMS | KCCS |  | PLC | GE | GE-FANUC | 90-30 | IC693CPU374 | ICS-ODMS-01 | ** Proprietary ** | GE Proficy Machine/Laptop | ODMS-ARF
1393 | L6-0297 | Controls, PLC, BFF MPSF Elevator | ELEV | None |  | PLC | General Electric | 90-30 | IC693CPU331 |  | ICS-N1601001-01 | LOGICMASTER/PROFICY | None | N1601001-01 | N1FSR60000 | Y
1682 | L6-0297 | FC-1 THRU FC-14 | HVC |  |  | DDC | CARRIER | 1600 |  |  |  | CCN | None | L6-0297HVC | N1FHVNF000 | Y | ARF/ MPSF/ STORAGE
2014-46 | L7-0251 | Oxygen Analyzer, BFF, ASTF [FIC1983] | ODMS | KCCS Power |  | PLC | General Electric | 90-30 |  |  |  |  | None | ODMS-ARF/ASTF | B8FOXAFT00 | N | BFF ODMS, Aft Skirt
2015-168 | L7-0251 | UPS-71, 9315-80, 52KW/65KVA, 480VAC Out, BFF, ASTF [FIC0645] | UPS | KCCS Power | 71 | UPS-Self Contained | Eaton Powerware | Power Xpert Gateway | [5 empty] | E-00000788 | B8FUPN0000
2016-0044 | L7-0251 | O2 Analyzer (ASTF) (Process) | ODMS | None |  | ODMS | Not Available | Not Available | [5 empty] | E-00000234 | B8FOXAFT00
2019-039 | L7-0251 | ODMS, VAB, SERIES 2100, ASTF Rm 15 | ODMS | KCCS |  | PLC | GE | GE-FANUC | 90-30 | IC693CPU374 | ICS-ODMS-01 | ** Proprietary ** | GE Proficy Machine/Laptop
413 | M3-0003 | Controls, PLC, Indian River Bridge | BRG | None |  | PLC | Allen-Bradley | PLC5-30 | 1785-L-30B |  | ICS-IRBUC001 | RSLogix 5 | None | IRBUC001 | IRFBREC000 | Y
108 | M6-0138 | FACP | PSY |  |  | FA | SIMPLEX | 2120 | FACP |  |  | REV 4.05.07 | None | CT212001 | CTFFACP000 | Y
109 | M6-0138 | FACP PRE-ACT | PSY |  |  | FA | SIMPLEX | 4020 | FACP |  |  | REV 4.05.07 | None | CTFPA001 | CTFFAAS000 | Y
110 | M6-0138 | IMS | PSY |  |  | FA | SIMPLEX | 4100+ | FACP |  |  | REV 4.05.07 | None | CTF41001 | CTFFAAS000 | Y | DECOMMISSIONED
1725 | M6-0138 | Controls, PLC [FIC0032] | HVC | KCCS Utility |  | PLC | Schneider Electric | Modicon Quantum | 140CPU11302 |  | ICS-FIC0032 | Concept 2.6 | None | FIC0032 | CTFUCU0000 | N
1726 | M6-0138 | Controls, PLC [FIC0034] | HVC | KCCS Utility |  | PLC | Schneider Electric | Modicon Quantum | 140CPU11302 |  | ICS-FIC0034 | Concept 2.6 | None | FIC0034 | CTFUCU0000 | N
1727 | M6-0138 | Controls, PLC [FIC0075] | ELV | KCCS Power |  | PLC | Schneider Electric | Modicon Quantum | 140CPU11302 |  | ICS-207209 | Concept 2.6 | None | 207209 | CTFUCP0000 | Y
1762 | M6-0138 | Controls, BAS, AHU-1A | HVC |  |  | DDC | TRANE | MP581 |  |  |  | TRANE ROVER COMM-5 | None | CTAUC001 | CTFHV50000 | N | CD&SC
2014-02 | M6-0138 | FOIDS - CD & SC FACILITY | SEC | VLAN on ETXS |  | FIBER OPTIC INTRUSION DETECTION SYSTEM | FIBERSENSYS | FOIDS | FD-208 |  |  | SPECTRAVIEW | None | CTFKPFD735 | CTFKPLEN09 | Y | Windows XP
2015-138 | M6-0138 | UPS-30, 9390-160, 100KVA, 480VAC Out, CD&SC [FIC0473] | UPS | KCCS Power | 30 | UPS-With External Battery | Eaton Powerware | PXGX 2000 | [5 empty] | 218622 | CTFAC5A000
2015-186 | M6-0139 | Controls, PLC, Generator 1 Oxidation Catalyst [FIC0697] | GEN | KCCS Power |  | Controls-PLC | Univeral Acoustic & Emission Technologies | 18-7000060 | [5 empty] | FIC0697 | NOWUCVALID
2015-187 | M6-0139 | Controls, PLC, Generator 2 Oxidation Catalyst [FIC0699] | GEN | KCCS Power |  | Controls-PLC | Univeral Acoustic & Emission Technologies | 18-7000060 | [5 empty] | FIC0699 | NOWUCVALID
116 | M6-0224 | FACP | PSY |  |  | FA | SIMPLEX | 4100U | FACP |  |  | REV 4.05.07 | None | IEFFACP001 | IEFFA9A000 | Y
1796 | M6-0409P | FACP | PSY |  |  | FA | SIMPLEX | 4006 | FACP |  |  | REV 4.05.07 | None | VHFFACP003 | VHFFAKB000 | Y
133 | M6-0457 | FACP | PSY |  |  | FA | SIMPLEX | 4100U | FACP |  |  | REV 4.05.07 | None | IXFFACPN59 | VHFFA9ESE0 | Y
134 | M6-0458 | FACP | PSY |  |  | FA | SIMPLEX | 4100U | FACP |  |  | M6-0458 rev 16 | None | VHFFACPN73 | VHFFA00000 | Y
1766 | M6-0486 | TORNADO AREA WARNING SIREN WEST INDUSTRIAL AREA | TAWS | TAWS Radios |  | TORNADO WARNING SIREN PLC | Allen-Bradley | MicroLogix | 1763-L16DWD |  | ICS-PMFPASN103 | RSLogix 500 | None | PMFPASN103 | K-FPAWW000 | Y | Windows XP
2014-22 | M6-0486 | TORNADO AREA WARNING SIREN WEST INDUSTRIAL AREA | TAWS | TAWS Radios |  | TORNADO WARNING SIREN RADIO | CAL-AMP | INTEGRA TR | 242-4018-551 |  | ICS-PMFPASN103 | INTEGRA TR PROGRAMMER | None | PMFPASN103 | K-FPAWW000 | Y | Windows XP
136 | M6-0489 | FACP | PSY |  |  | FA | SIMPLEX | 4020 | FACP |  |  | TECHRECD rev 5 | None | IKACP001 | IKFFA00000 | Y
499 | M6-0489 | AHU1 | HVC | None |  | DDC | TRANE | UPCM |  |  |  | UPCMEDIT 2.0 | None | M6-0489HVC | IKFHV00000 | N | OBSOLETE
500 | M6-0489 | AHU2 | HVC | None |  | DDC | TRANE | UPCM |  |  |  | UPCMEDIT 2.0 | None | M6-0489HVC | IKFHV00000 | N | OBSOLETE
365 | M6-0490 | Ethernet Gateway, Field Server FS-B2011 [FIC1526] | HVC | KCCS Utility |  | IED | FieldServer | FS-B2011 | N/A |  | ICS-FIC1526 | FieldServer Utilities | None | FIC1526 | CIFUCU0000 | N
462 | M6-0490 | AHU1C1 | HVC | None |  | LON | INVENSYS | MNL-800-101 |  |  |  | WORKPLACE TECH 5.6 | None | M6-0490HVC | CIFHV00000 | N | ilON SERVER - HOST WEB PAGES
463 | M6-0490 | AHU1C2 | HVC | None |  | LON | INVENSYS | MNL-800-101 |  |  |  | WORKPLACE TECH 5.6 | None | M6-0490HVC | CIFHV00000 | N | ilON SERVER - HOST WEB PAGES
464 | M6-0490 | AHU2C1 | HVC | None |  | LON | INVENSYS | MNL-800-101 |  |  |  | WORKPLACE TECH 5.6 | None | M6-0490HVC | CIFHV00000 | N | ilON SERVER - HOST WEB PAGES
465 | M6-0490 | AHU2C2 | HVC | None |  | LON | INVENSYS | MNL-800-101 |  |  |  | WORKPLACE TECH 5.6 | None | M6-0490HVC | CIFHV00000 | N | ilON SERVER - HOST WEB PAGES
466 | M6-0490 | AHU3C1 | HVC | None |  | LON | INVENSYS | MNL-800-101 |  |  |  | WORKPLACE TECH 5.6 | None | M6-0490HVC | CIFHV00000 | N | ilON SERVER - HOST WEB PAGES
467 | M6-0490 | AHU3C2 | HVC | None |  | LON | INVENSYS | MNL-800-101 |  |  |  | WORKPLACE TECH 5.6 | None | M6-0490HVC | CIFHV00000 | N | ilON SERVER - HOST WEB PAGES
468 | M6-0490 | VAV #1 VAVRXCL1 | HVC | None |  | LON | INVENSYS | MNL-V2RV3 |  |  |  | WORKPLACE TECH 5.6 | None | M6-0490HVC | CIFHV00000 | N | ilON SERVER - HOST WEB PAGES VAV CONTROLLER WITH HEAT
469 | M6-0490 | VAV #2 VAVRXCL1 | HVC | None |  | LON | INVENSYS | MNL-V2RV3 |  |  |  | WORKPLACE TECH 5.6 | None | M6-0490HVC | CIFHV00000 | N | ilON SERVER - HOST WEB PAGES VAV CONTROLLER WITHOUT HEAT
470 | M6-0490 | VAV #3 VAVRXCL1 | HVC | None |  | LON | INVENSYS | MNL-V2RV3 |  |  |  | WORKPLACE TECH 5.6 | None | M6-0490HVC | CIFHV00000 | N | ilON SERVER - HOST WEB PAGES VAV CONTROLLER WITHOUT HEAT
471 | M6-0490 | VAV #4 VAVRXCL1 | HVC | None |  | LON | INVENSYS | MNL-V2RV3 |  |  |  | WORKPLACE TECH 5.6 | None | M6-0490HVC | CIFHV00000 | N | ilON SERVER - HOST WEB PAGES VAV CONTROLLER WITHOUT HEAT
472 | M6-0490 | VAV #5 VAVRXCL1 | HVC | None |  | LON | INVENSYS | MNL-V1RV3 |  |  |  | WORKPLACE TECH 5.6 | None | M6-0490HVC | CIFHV00000 | N | ilON SERVER - HOST WEB PAGES VAV CONTROLLER WITHOUT HEAT
473 | M6-0490 | VAV #6 VAVXCL1 | HVC | None |  | LON | INVENSYS | MNL-V1RV3 |  |  |  | WORKPLACE TECH 5.6 | None | M6-0490HVC | CIFHV00000 | N | ilON SERVER - HOST WEB PAGES VAV CONTROLLER WITHOUT HEAT
474 | M6-0490 | HX1-150 | HVC | None |  | LON | INVENSYS | MNL-15RS3 |  |  |  | WORKPLACE TECH 5.6 | None | M6-0490HVC | CIFHV00000 | N | ilON SERVER - HOST WEB PAGES HEAT EXCHANGER CONTROLLER
475 | M6-0490 | CEP1-800 | HVC | None |  | LON | INVENSYS | MNL-800-101 |  |  |  | WORKPLACE TECH 5.6 | None | M6-0490HVC | CIFHV00000 | N | ilON SERVER - HOST WEB PAGES BOILER CONTROLLER
476 | M6-0490 | CEP2-800 | HVC | None |  | LON | INVENSYS | MNL-800-101 |  |  |  | WORKPLACE TECH 5.6 | None | M6-0490HVC | CIFHV00000 | N | ilON SERVER - HOST WEB PAGES BOILER CONTROLLER
477 | M6-0490 | AHU4C1 | HVC | None |  | LON | INVENSYS | MNL-800-101 |  |  |  | WORKPLACE TECH 5.6 | None | M6-0490HVC | CIFHV00000 | N | ilON SERVER - HOST WEB PAGES
478 | M6-0490 | DISP-1 | HVC | None |  | LON | INVENSYS | MNL-PROV-WAL |  |  |  | WORKPLACE TECH 5.6 | None | M6-0490HVC | CIFHV00000 | N | LON DISPLAY AHU1
479 | M6-0490 | DISP-2 | HVC | None |  | LON | INVENSYS | MNL-PROV-WAL |  |  |  | WORKPLACE TECH 5.6 | None | M6-0490HVC | CIFHV00000 | N | LON DISPLAY AHU2
480 | M6-0490 | DISP-3 | HVC | None |  | LON | INVENSYS | MNL-PROV-WAL |  |  |  | WORKPLACE TECH 5.6 | None | M6-0490HVC | CIFHV00000 | N | LON DISPLAY AHU3
481 | M6-0490 | DISP-4 | HVC | None |  | LON | INVENSYS | MNL-PROV-WAL |  |  |  | WORKPLACE TECH 5.6 | None | M6-0490HVC | CIFHV00000 | N | LON DISPLAY AHU4
482 | M6-0490 | DISP-5 | HVC | None |  | LON | INVENSYS | MNL-PROV-WAL |  |  |  | WORKPLACE TECH 5.6 | None | M6-0490HVC | CIFHV00000 | N | LON DISPLAY CHILLER
1797 | M6-0490 | FACP | PSY |  |  | FA | SIEMENS | MXLV | FACP |  |  |  | None | CIFFACP001 | CIFFA00000 | Y
684 | M6-0493 | AHU1-A | HVC | None |  | LON | Johnson Controls | LN-PRG12B |  |  |  | LONWATCHER | None | M6-0493HVC | CIFHV90000 | N | TRIDIUM FX40 HOST WEB PAGES
685 | M6-0493 | AHU1-B | HVC | None |  | LON | Johnson Controls | LN-PRG12B |  |  |  | LONWATCHER | None | M6-0493HVC | CIFHV90000 | N | TRIDIUM FX40 HOST WEB PAGES
686 | M6-0493 | AHU2-A | HVC | None |  | LON | Johnson Controls | LN-PRG12B |  |  |  | LONWATCHER | None | M6-0493HVC | CIFHV90000 | N | TRIDIUM FX40 HOST WEB PAGES
687 | M6-0493 | AHU2-B | HVC | None |  | LON | Johnson Controls | LN-PRG12B |  |  |  | LONWATCHER | None | M6-0493HVC | CIFHV90000 | N | TRIDIUM FX40 HOST WEB PAGES
688 | M6-0493 | CHILLER | HVC | None |  | LON | Johnson Controls | LN-PRG12B |  |  |  | LONWATCHER | None | M6-0493HVC | CIFHV90000 | N | TRIDIUM FX40 HOST WEB PAGES
689 | M6-0493 | VAV (10) | HVC | None |  | LON | Johnson Controls | LN-VAVL-0 |  |  |  | LONWATCHER | None | M6-0493HVC | CIFHV90000 | N | TRIDIUM FX40 HOST WEB PAGES
699 | M6-0493 | DISPLAY AHU1 | HVC | None |  | LON | Johnson Controls | LN-DWC1-0 |  |  |  | LONWATCHER | None | M6-0493HVC | CIFHV90000 | N | TRIDIUM FX40 HOST WEB PAGES
700 | M6-0493 | DISPLAY AHU2 | HVC | None |  | LON | Johnson Controls | LN-DWC1-0 |  |  |  | LONWATCHER | None | M6-0493HVC | CIFHV90000 | N | TRIDIUM FX40 HOST WEB PAGES
701 | M6-0493 | DISPLAY CHILLER | HVC | None |  | LON | Johnson Controls | LN-DWC1-0 |  |  |  | LONWATCHER | None | M6-0493HVC | CIFHV90000 | N | TRIDIUM FX40 HOST WEB PAGES
702 | M6-0493 | TRIDIUM FX40 | HVC | None |  | LON | TRIDIUM | FX-40 NIAGARA HOST WEB PAGES DISPLAY CHILLER |  |  |  | NIAGARA | None | M6-0493HVC | CIFHV90000 | N | TRIDIUM FX40 HOST WEB PAGES
1798 | M6-0493 | FACP | PSY |  |  | FA | SIEMENS | MXLV | FACP |  |  |  | None | CIFFACP011 | CIFFAAS000 | Y
2015-423 | M6-0495 | Controls, PLC, OHF [FIC4112] | HVC | KCCS Utility |  | PLC | Schneider Electric | Modicon Quantum | 140 CPU 113 02 |  | ICS-DIAUC001 |  |  | DIAUC001 | DIFUCU0000
2016-0561 | M6-0495 | RELAY, MULTIPHASE, OVERCURRENT, VFI 15, V1 | EHV |  |  | Relays-MV | G & W ELECTRIC CO. | Type 3 |  |  | N/A |  | None | DIE0200101 | DIFAC9L000
2016-0562 | M6-0495 | RELAY, MULTIPHASE, OVERCURRENT, VFI 15, V2 | EHV |  |  | Relays-MV | G & W ELECTRIC CO. | Type 3 |  |  | N/A |  | None | DIE0200102 | DIFAC9L000
1799 | M6-0495E | FACP | PSY |  |  | FA | SIMPLEX | 4005 | FACP |  |  |  | None | DIFFACP001 | DIFFA00000 | Y
2015-198 | M6-0547 | Ethernet Gateway, QuickServer FS-QS-1011 [FIC1506] | HVC | KCCS Utility |  | Controls-Gateway | FieldServer | FS-QS-1011 | [5 empty] | FIC1506 | BOFUCU0000
2015-234 | M6-0547 | Controls, PLC, USS-228 [FIC1679] | ELV | KCCS Power | 228 | PLC | Schneider Electric | Modicon Quantum |  |  | ICS-FIC1679 | Concept 2.6 |  | FIC1679 | BOFUCP0000
2016-0011 | M6-0547 | UPS 138, 9395-825, 550KVA, KDC [FIC 1631] | UPS | KCCS Power | 138 | UPS-With External Battery | Eaton Powerware | Power Xpert Gateway | [5 empty] | BOE11003 | BOFUCP0000
2016-0012 | M6-0547 | UPS 139, 9395-825, 550KVA, KDC [FIC 1633] | UPS | KCCS Power | 139 | UPS-With External Battery | Eaton Powerware | Power Xpert Gateway | [5 empty] | BOE12003 | BOFUCP0000
2016-0019 | M6-0547 | Controller, ATS-N1 [FIC1701] | ELV | KCCS Power |  | Controller | ASCO | Group 5 Controller | [5 empty] | BOE11018 | BOFUCP0000
2017-01 | M6-0547 | AHU1,2,3,4,7A,7B,7C,7D,9 | HVC |  |  | DDC | HoneyWell | Excel 800 | XCL810A |  |  | CARE | None | k6-0547HVC | BOFHV0000 | n
2017-02 | M6-0547 | VAV1,2,3,4,5,6,7,8 | HVC |  |  | DDC | HoneyWell | CVL4024NS-VAV | MN7505A2001 |  |  | CARE | None | k6-0547HVC | BOFHV0000 | n
2017-03 | M6-0547 | LON Router | HVC |  |  | Router | Loytec | LIP-3333ECTB | LIP-3333ECTB |  |  | Web Services | None | k6-0547HVC | BOFHV0000 | n
2017-04 | M6-0547 | Front End - Enterprise Buliding Intergrator | HVC |  |  | FrontEnd | HoneyWell | EBI R410.2 | EBI R410.2 |  |  | EBI | None | k6-0547HVC | BOFHV0000 | n
2017-05 | M6-0547 | LON Gateway for KCCS - QuickServer | HVC |  |  | Gateway | FieldServer | FS-QS-1011-0154 | FS-QS-1011-0154 |  |  | FS Version 6.09 | None | k6-0547HVC | BOFHV0000 | n
2017-06 | M6-0547 | 10 EC-Disply | HVC |  |  | Gateway | Distech | EC-Display | EC-Display |  |  | Distsch Plugin | Lon Maker | k6-0547HVC | BOFHV0000 | n
2019-073 | M6-0547 | Control Panel, USS-228 | ELV | None | 228 | HMI | Schneider Electric | Magelis | [6 empty] | BOFUCP0000
1800 | M6-0552 | FACP | PSY |  |  | FA | SIMPLEX | 4100U | FACP |  |  | M6-0553 REV 4 | None | IQFFACPN74 | IQFFA10000 | Y
438 | M6-0570 | MAIN | HVC | None |  | BACnet | Andover | B4 920 |  |  |  | CONTINUUM 1.6.0.200 | None | M6-0570HVC | LOFHV80000 | N
439 | M6-0570 | FILTER | HVC | None |  | BACnet | Andover | B3 850 |  |  |  | CONTINUUM 1.6.0.200 | None | M6-0570HVC | LOFHV80000 | N
440 | M6-0570 | VAV - 8 | HVC | None |  | BACnet | Andover | B3 885 |  |  |  | CONTINUUM 1.6.0.200 | None | M6-0570HVC | LOFHV80000 | N
1801 | M6-0570 | FACP | PSY |  |  | FA | SIEMENS | MXLV | FACP |  |  |  | None | LOFFACP001 | LOFFA80000 | Y
1802 | M6-0588 | FACP | PSY |  |  | FA | SIMPLEX | 4002 | FACP |  |  |  | None | BZFFACP001 | BZFFA90000 | Y
141 | M6-0589 | FACP | PSY |  |  | FA | SIMPLEX | 4002 | FACP |  |  |  | None | SHF41001 | SHFFAAS000 | Y
2015-119 | M6-0589 | Ethernet Gateway, USS-110 [FIC0377] | ELV | KCCS Power |  | Gateway | Square D | PowerLogic ECM-RM |  |  | N/A |  |  | FIC0377 | SHFUCU0000
143 | M6-0595D | FACP | PSY |  |  | FA | SIMPLEX | 4002 | FACP |  |  |  | None | HNF41001 | HNFFA60000 | Y
501 | M6-0639 | Controls,PLC, AHU #1 | HVC | None |  | PLC | Allen-Bradley | SLC 5/01 | 1747-L511 |  |  | RSLOGIX 5 (VER 7.10.02 CPR7) | None | J7AUC001 | J7FHV90000 | N | AHU 1 TOUCH PAD INTERFACE
502 | M6-0639 | Controls,PLC, AHU #2 | HVC | None |  | PLC | Allen-Bradley | SLC 5/01 | 1747-L511 |  |  | RSLOGIX 5 (VER 7.10.02 CPR7) | None | J7AUC002 | J7FHV90000 | N | AHU 2 TOUCH PAD INTERFACE
436 | M6-0688 | Controls, BAS, PCM | HVC | None |  | DDC | TRANE | PCM |  |  |  | PCMEDIT 3.1 | None | VMAUC001 | VMFHV90000 | N | OBSOLETE
2015-233 | M6-0688 | O2 ANALYZER, SERVOMEX [FIC1677] | ODMS | KCCS Power |  | PLC | SERVOMEX | Servomex | [5 empty] | VMODMS0001 | VMFOXN0000
146 | M6-0698 | FACP | PSY |  |  | FA | SIMPLEX | 4002 | FACP |  |  | M6_0698 rev 3 | None | CPF41001 | CPFFAAS000 | Y | WAITING TURNOVER
789 | M6-0698 | WH2_TOUCHSCREEN | HVC | None |  | infinet | Andover | DCX250 |  |  |  | Continuum 1.94, Ver.201 | None | M6-0698HVC | CPFHV90000 | N | INFNET ID 226
1281 | M6-0698 | WH2 | HVC | None |  | infinet | Andover | 920 |  |  |  | Continuum 1.94, Ver.201 | None | M6-0698HVC | CPFHV90000 | N | INFNET ID 1
1300 | M6-0698 | WH2 OFFICE | HVC | None |  | infinet | Andover | i2920 |  |  |  | Continuum 1.94, Ver.201 | None | M6-0698HVC | CPFHV90000 | N | INFNET ID 3
147 | M6-0744 | FACP | PSY |  |  | FA | SIMPLEX | 4100U | FACP |  |  | M6_0744 rev 2 | None | CSF41001 | CSFFAAS000 | Y
434 | M6-0744 | Controls, BAS, PCM | HVC | None |  | DDC | TRANE | PCM |  |  |  | PCMEDIT 3.1 | None | CSAUC001 | CSFHV90000 | N | OBSOLETE Can't find any info on the Trane control system HVAC
148 | M6-0785 | FACP | PSY |  |  | FA | SIMPLEX | 4002 | FACP |  |  | M6_0785 rev 3 | None | J5F41001 | J5FFA00000 | Y
149 | M6-0787 | FACP | PSY |  |  | FA | SIMPLEX | 4100U | FACP |  |  | M6787 rev 9 | None | J5FFACP001 | J5FFASEB02 | Y
151 | M6-0794 | FACP | PSY |  |  | FA | SIMPLEX | 4002 | FACP |  |  |  | None | SWF41001 | SWFFA00000 | Y | WAITING TURNOVER
761 | M6-0794 | Controls, BAS, Net Controller | HVC | VLAN18 |  | DDC | Andover | Cx9200 |  |  |  | Continuum 1.94, Ver.201 | None | SWAUC001 | SWFHVAA000 | N | Warehouse-1 NetController
786 | M6-0794 | WH1 Touchscreen | HVC | None |  | infinet | Andover | DCX250 |  |  |  | Continuum 1.94, Ver.201 | None | M6-0794HVC | SWFHVAA000 | N | INFNET ID 224
1268 | M6-0794 | Controls, BAS, AHU-1, AHU-2 | HVC | None |  | infinet | Andover | 920 |  |  |  | Continuum 1.94, Ver.201 | None | SWAUC002 | SWFHVAA000 | N | INFNET ID 2
1269 | M6-0794 | Controls, BAS, AHU-3, AHU-4 | HVC | None |  | infinet | Andover | 920 |  |  |  | Continuum 1.94, Ver.201 | None | SWAUC003 | SWFHVAA000 | N | INFNET ID 1
152 | M6-0883 | FACP | PSY |  |  | FA | SIMPLEX | 4100U | FACP |  |  | 5660883A rev 34 | None | M7F41001 | M7FFA00000 | Y
153 | M6-0894 | FACP | PSY |  |  | FA | SIMPLEX | 4002 | FACP |  |  |  | None | PLF41001 | PMFFAAS000 | Y
432 | M6-0895 | Controls, BAS, PCM | HVC | None |  | DDC | TRANE | PCM |  |  |  | PCMEDIT 3.1 | None | STAUC001 | STFHV60000 | N | OBSOLETE
433 | M6-0895B | Controls, PLC, LS1AA [FIC1548] | WWS | KCCS Utility |  | PLC | Allen-Bradley | SLC 5/05 | 1747-L552 |  | ICS-SVS04001 | RSLOGIX 500 (VER 7.20.00 CPR7) | None | SVS04001 | SVFUCU0000 | N
2015-408 | M6-0895B | Control Panel, LS1AA | WWS | None |  | HMI | Maple Systems | Graphic HMI |  |  | ICS-SVS04002 |  |  | SVS04002 | SVFUCU0000 | N
154 | M6-0996 | FACP | PSY |  |  | FA | SIMPLEX | 4002 | FACP |  |  |  | None | MSF41001 | MSFFAAS000 | Y
2014-35 | M6-0996 | Ethernet Gateway, Real-Time Automation, RTAC, SEL-3530, Orsino Bus 1/2 [FIC1661] | EHV | KCCS Power |  | Controller | Schweitzer Engineering Laboratories | SEL-3530 | N/A |  |  |  | AcSELerator RTAC Software | FIC1661 | MSFUCP0000 | N | Orsino Bus 1
2014-36 | M6-0996 | Ethernet Gateway, Real-Time Automation, RTAC, SEL-3530, Orsino Bus 2/3 [FIC1663] | EHV | KCCS Power |  | Controller | Schweitzer Engineering Laboratories | SEL-3530 | N/A |  |  |  | AcSELerator RTAC Software | FIC1663 | MSFUCP0000 | N | Orsino Bus 2
2016-0928 | M6-0996 | RELAY, SCHWEITZER SEL-387A, DIFF, T3 | EHV |  |  | Relays-MV | Schweitzer Engineering Laboratories | SEL-387A |  |  |  |  | AcSELerator Quickset Software | MSE0100601 | MSFAC60000
2016-0929 | M6-0996 | RELAY, SCHWEITZER SEL-501, OC, TP3 PT2 | EHV |  |  | Relays-MV | Schweitzer Engineering Laboratories | SEL-501 |  |  |  |  | AcSELerator Quickset Software | MSE0100602 | MSFAC60000
2016-0930 | M6-0996 | RELAY, SCHWEITZER SEL-387A, DIFF, T2 | EHV |  |  | Relays-MV | Schweitzer Engineering Laboratories | SEL-387A |  |  |  |  | AcSELerator Quickset Software | MSE0100801 | MSFAC60000
2016-0931 | M6-0996 | RELAY, SCHWEITZER SEL 501, OC, TP2 | EHV |  |  | Relays-MV | Schweitzer Engineering Laboratories | SEL 501 |  |  |  |  | AcSELerator Quickset Software | MSE0100802 | MSFAC60000
2016-0932 | M6-0996 | RELAY, SCHWEITZER SEL-587Z, DIFF, ZONE C | EHV |  |  | Relays-MV | Schweitzer Engineering Laboratories | SEL-587Z |  |  |  |  | AcSELerator Quickset Software | MSE0100803 | MSFAC60000
2016-0933 | M6-0996 | RELAY, SCHWEITZER SEL-387A, DIFF, T1 | EHV |  |  | Relays-MV | Schweitzer Engineering Laboratories | SEL-387A |  |  |  |  | AcSELerator Quickset Software | MSE0101101 | MSFAC60000
2016-0934 | M6-0996 | RELAY, SCHWEITZER SEL 501, OC, TP1 PT1 | EHV |  |  | Relays-MV | Schweitzer Engineering Laboratories | SEL 501 |  |  |  |  | AcSELerator Quickset Software | MSE0101102 | MSFAC60000
2016-0935 | M6-0996 | RELAY, ORSINO BUS 1 DIFFERENTIAL, CIRCUIT SHIELD | EHV |  |  | Relays-MV | ABB | Type 87B |  |  | N/A |  | None | MSE0101301 | MSFAC60000
2016-0936 | M6-0996 | RELAY, ORSINO BUS 1 DIFFERENTIAL, CIRCUIT SHIELD | EHV |  |  | Relays-MV | ABB | Type 87B |  |  | N/A |  | None | MSE0101302 | MSFAC60000
2016-0937 | M6-0996 | RELAY, ORSINO BUS 1 DIFFERENTIAL, CIRCUIT SHIELD | EHV |  |  | Relays-MV | ABB | Type 87B |  |  | N/A |  | None | MSE0101303 | MSFAC60000
2016-0938 | M6-0996 | RELAY, ORSINO BUS 2 DIFFERENTIAL, CIRCUIT SHIELD | EHV |  |  | Relays-MV | ABB | Type 87B |  |  | N/A |  | None | MSE0101401 | MSFAC60000
2016-0939 | M6-0996 | RELAY, ORSINO BUS 2 DIFFERENTIAL, CIRCUIT SHIELD | EHV |  |  | Relays-MV | ABB | Type 87B |  |  | N/A |  | None | MSE0101402 | MSFAC60000
2016-0940 | M6-0996 | RELAY, ORSINO BUS 2 DIFFERENTIAL, CIRCUIT SHIELD | EHV |  |  | Relays-MV | ABB | Type 87B |  |  | N/A |  | None | MSE0101403 | MSFAC60000
2016-0941 | M6-0996 | RELAY, ORSINO BUS 3 DIFFERENTIAL, CIRCUIT SHIELD | EHV |  |  | Relays-MV | ABB | Type 87B |  |  | N/A |  | None | MSE0101501 | MSFAC60000
2016-0942 | M6-0996 | RELAY, ORSINO BUS 3 DIFFERENTIAL, CIRCUIT SHIELD | EHV |  |  | Relays-MV | ABB | Type 87B |  |  | N/A |  | None | MSE0101502 | MSFAC60000
2016-0943 | M6-0996 | RELAY, ORSINO BUS 3 DIFFERENTIAL, CIRCUIT SHIELD | EHV |  |  | Relays-MV | ABB | Type 87B |  |  | N/A |  | None | MSE0101503 | MSFAC60000
2016-0944 | M6-0996 | RELAY, OVERCURRENT, ORSINO VCB IB1 | EHV |  |  | Relays-MV | Schweitzer Engineering Laboratories | SEL-751A |  |  |  |  | AcSELerator Quickset Software | MSE0300101-R1 | MSFAC60000
2016-0945 | M6-0996 | RELAY, OVERCURRENT, VCB 103 | EHV |  |  | Relays-MV | Schweitzer Engineering Laboratories | SEL-751A |  |  |  |  | AcSELerator Quickset Software | MSE0300201-R1 | MSFAC60000
2016-0946 | M6-0996 | RELAY, OVERCURRENT, ORSINO VCB 101 | EHV |  |  | Relays-MV | Schweitzer Engineering Laboratories | SEL-751A |  |  |  |  | AcSELerator Quickset Software | MSE0300301-R1 | MSFAC60000
2016-0947 | M6-0996 | RELAY, OVERCURRENT, VCB 102 | EHV |  |  | Relays-MV | Schweitzer Engineering Laboratories | SEL-751A |  |  |  |  | AcSELerator Quickset Software | MSE0300401-R1 | MSFAC60000
2016-0948 | M6-0996 | RELAY, OVERCURRENT, VCB 204/205 | EHV |  |  | Relays-MV | Schweitzer Engineering Laboratories | SEL-751A |  |  |  |  | AcSELerator Quickset Software | MSE0300501-R1 | MSFAC60000
2016-0949 | M6-0996 | RELAY, OVERCURRENT, ORSINO VCB 212 | EHV |  |  | Relays-MV | Schweitzer Engineering Laboratories | SEL-751A |  |  |  |  | AcSELerator Quickset Software | MSE0300601-R1 | MSFAC60000
2016-0950 | M6-0996 | RELAY, OVERCURRENT, ORSINO VCB 209 | EHV |  |  | Relays-MV | Schweitzer Engineering Laboratories | SEL-751A |  |  |  |  | AcSELerator Quickset Software | MSE0300701-R1 | MSFAC60000
2016-0951 | M6-0996 | RELAY, OVERCURRENT, ORSINO VCB 208 | EHV |  |  | Relays-MV | Schweitzer Engineering Laboratories | SEL-751A |  |  |  |  | AcSELerator Quickset Software | MSE0300801-R1 | MSFAC60000
2016-0952 | M6-0996 | RELAY, OVERCURRENT, ORSINO VCB 202/203 | EHV |  |  | Relays-MV | Schweitzer Engineering Laboratories | SEL-751A |  |  |  |  | AcSELerator Quickset Software | MSE0300901-R1 | MSFAC60000
2016-0953 | M6-0996 | RELAY, OVERCURRENT, ORSINO VCB 201 | EHV |  |  | Relays-MV | Schweitzer Engineering Laboratories | SEL-751A |  |  |  |  | AcSELerator Quickset Software | MSE0301101-R1 | MSFAC60000
2016-0954 | M6-0996 | RELAY, OVERCURRENT, ORSINO VCB 207 | EHV |  |  | Relays-MV | Schweitzer Engineering Laboratories | SEL-751A |  |  |  |  | AcSELerator Quickset Software | MSE0301201-R1 | MSFAC60000
2016-0955 | M6-0996 | RELAY, OVERCURRENT, ORSINO VCB 211 | EHV |  |  | Relays-MV | Schweitzer Engineering Laboratories | SEL-751A |  |  |  |  | AcSELerator Quickset Software | MSE0301301-R1 | MSFAC60000
2016-0956 | M6-0996 | RELAY, OVERCURRENT, ORSINO VCB 206 | EHV |  |  | Relays-MV | Schweitzer Engineering Laboratories | SEL-751A |  |  |  |  | AcSELerator Quickset Software | MSE0301401-R1 | MSFAC60000
2016-0957 | M6-0996 | RELAY, OVERCURRENT, VCB TS1 | EHV |  |  | Relays-MV | Schweitzer Engineering Laboratories | SEL-751A |  |  |  |  | AcSELerator Quickset Software | MSE0301501-R2 | MSFAC60000
2016-0958 | M6-0996 | RELAY, OVERCURRENT, VCB TS2 | EHV |  |  | Relays-MV | Schweitzer Engineering Laboratories | SEL-751A |  |  |  |  | AcSELerator Quickset Software | MSE0301601-R2 | MSFAC60000
2016-0959 | M6-0996 | RELAY, OVERCURRENT, VCB TS3 | EHV |  |  | Relays-MV | Schweitzer Engineering Laboratories | SEL-751A |  |  |  |  | AcSELerator Quickset Software | MSE0301701-R2 | MSFAC60000
2016-0960 | M6-0996 | RELAY, OVERCURRENT, ORSINO VCB BT 2-3 | EHV |  |  | Relays-MV | Schweitzer Engineering Laboratories | SEL-751A |  |  |  |  | AcSELerator Quickset Software | MSE0301801-R1 | MSFAC60000
2016-0961 | M6-0996 | RELAY, OVERCURRENT, ORSINO VCB IB2 | EHV |  |  | Relays-MV | Schweitzer Engineering Laboratories | SEL-751A |  |  |  |  | AcSELerator Quickset Software | MSE0301901-R1 | MSFAC60000
2016-0962 | M6-0996 | RELAY, OVERCURRENT, VCB 214 | EHV |  |  | Relays-MV | Schweitzer Engineering Laboratories | SEL-751A |  |  |  |  | AcSELerator Quickset Software | MSE0302001-R1 | MSFAC60000
2016-0963 | M6-0996 | RELAY, OVERCURRENT, ORSINO VCB 1B3 | EHV |  |  | Relays-MV | Schweitzer Engineering Laboratories | SEL-751A |  |  |  |  | AcSELerator Quickset Software | MSE0302101-R1 | MSFAC60000
2016-0964 | M6-0996 | RELAY, OVERCURRENT, ORSINO VCB 215 | EHV |  |  | Relays-MV | Schweitzer Engineering Laboratories | SEL-751A |  |  |  |  | AcSELerator Quickset Software | MSE0302201-R1 | MSFAC60000
2016-0965 | M6-0996 | RELAY, OVERCURRENT, ORSINO VCB 213 | EHV |  |  | Relays-MV | Schweitzer Engineering Laboratories | SEL-751A |  |  |  |  | AcSELerator Quickset Software | MSE0302301-R1 | MSFAC60000
2016-0966 | M6-0996 | RELAY, OVERCURRENT, ORSINO BT 1-2 | EHV |  |  | Relays-MV | Schweitzer Engineering Laboratories | SEL-751A |  |  |  |  | AcSELerator Quickset Software | MSE0302501-R1 | MSFAC60000
2016-0967 | M6-0996 | PHASE A TIME OVERCURRENT RELAY | EHV |  |  | Relays-MV | BASLER ELECTRIC | BE1-50/51M |  |  | N/A |  | None | MSE0900101 | MSFAC60000
2016-0968 | M6-0996 | PHASE B TIME OVERCURRENT RELAY | EHV |  |  | Relays-MV | BASLER ELECTRIC | BE1-50/51M |  |  | N/A |  | None | MSE0900102 | MSFAC60000
2016-0969 | M6-0996 | PHASE C TIME OVERCURRENT RELAY | EHV |  |  | Relays-MV | BASLER ELECTRIC | BE1-50/51M |  |  | N/A |  | None | MSE0900103 | MSFAC60000
2016-0970 | M6-0996 | PHASE G TIME OVERCURRENT RELAY | EHV |  |  | Relays-MV | BASLER ELECTRIC | BE1-50/51M |  |  | N/A |  | None | MSE0900104 | MSFAC60000
2016-0971 | M6-0996 | PHASE A TIME OVERCURRENT RELAY | EHV |  |  | Relays-MV | BASLER ELECTRIC | BE1-50/51M |  |  | N/A |  | None | MSE0900105 | MSFAC60000
2016-0972 | M6-0996 | PHASE B TIME OVERCURRENT RELAY | EHV |  |  | Relays-MV | BASLER ELECTRIC | BE1-50/51M |  |  | N/A |  | None | MSE0900106 | MSFAC60000
2016-0973 | M6-0996 | PHASE C TIME OVERCURRENT RELAY | EHV |  |  | Relays-MV | BASLER ELECTRIC | BE1-50/51M |  |  | N/A |  | None | MSE0900107 | MSFAC60000
2016-0974 | M6-0996 | PHASE G TIME OVERCURRENT RELAY | EHV |  |  | Relays-MV | BASLER ELECTRIC | BE1-50/51M |  |  | N/A |  | None | MSE0900108 | MSFAC60000
2016-0975 | M6-0996 | PHASE A TIME OVERCURRENT RELAY | EHV |  |  | Relays-MV | BASLER ELECTRIC | BE1-50/51M |  |  | N/A |  | None | MSE0900109 | MSFAC60000
2016-0976 | M6-0996 | PHASE B TIME OVERCURRENT RELAY | EHV |  |  | Relays-MV | BASLER ELECTRIC | BE1-50/51M |  |  | N/A |  | None | MSE0900110 | MSFAC60000
2016-0977 | M6-0996 | PHASE C TIME OVERCURRENT RELAY | EHV |  |  | Relays-MV | BASLER ELECTRIC | BE1-50/51M |  |  | N/A |  | None | MSE0900111 | MSFAC60000
2016-0978 | M6-0996 | PHASE G TIME OVERCURRENT RELAY | EHV |  |  | Relays-MV | BASLER ELECTRIC | BE1-50/51M |  |  | N/A |  | None | MSE0900112 | MSFAC60000
2016-0979 | M6-0996 | PHASE A TIME OVERCURRENT RELAY | EHV |  |  | Relays-MV | BASLER ELECTRIC | BE1-50/51M |  |  | N/A |  | None | MSE0900113 | MSFAC60000
2016-0980 | M6-0996 | PHASE B TIME OVERCURRENT RELAY | EHV |  |  | Relays-MV | BASLER ELECTRIC | BE1-50/51M |  |  | N/A |  | None | MSE0900114 | MSFAC60000
2016-0981 | M6-0996 | PHASE C TIME OVERCURRENT RELAY | EHV |  |  | Relays-MV | BASLER ELECTRIC | BE1-50/51M |  |  | N/A |  | None | MSE0900115 | MSFAC60000
2016-0982 | M6-0996 | PHASE G TIME OVERCURRENT RELAY | EHV |  |  | Relays-MV | BASLER ELECTRIC | BE1-50/51M |  |  | N/A |  | None | MSE0900116 | MSFAC60000
2016-0983 | M6-0996 | PHASE A TIME OVERCURRENT RELAY | EHV |  |  | Relays-MV | BASLER ELECTRIC | BE1-50/51M |  |  | N/A |  | None | MSE0900201 | MSFAC60000
2016-0984 | M6-0996 | PHASE B TIME OVERCURRENT RELAY | EHV |  |  | Relays-MV | BASLER ELECTRIC | BE1-50/51M |  |  | N/A |  | None | MSE0900202 | MSFAC60000
2016-0985 | M6-0996 | PHASE C TIME OVERCURRENT RELAY | EHV |  |  | Relays-MV | BASLER ELECTRIC | BE1-50/51M |  |  | N/A |  | None | MSE0900203 | MSFAC60000
2016-0986 | M6-0996 | PHASE G TIME OVERCURRENT RELAY | EHV |  |  | Relays-MV | BASLER ELECTRIC | BE1-50/51M |  |  | N/A |  | None | MSE0900204 | MSFAC60000
2016-0987 | M6-0996 | PHASE A TIME OVERCURRENT RELAY | EHV |  |  | Relays-MV | BASLER ELECTRIC | BE1-50/51M |  |  | N/A |  | None | MSE0900205 | MSFAC60000
2016-0988 | M6-0996 | PHASE B TIME OVERCURRENT RELAY | EHV |  |  | Relays-MV | BASLER ELECTRIC | BE1-50/51M |  |  | N/A |  | None | MSE0900206 | MSFAC60000
2016-0989 | M6-0996 | PHASE C TIME OVERCURRENT RELAY | EHV |  |  | Relays-MV | BASLER ELECTRIC | BE1-50/51M |  |  | N/A |  | None | MSE0900207 | MSFAC60000
2016-0990 | M6-0996 | PHASE G TIME OVERCURRENT RELAY | EHV |  |  | Relays-MV | BASLER ELECTRIC | BE1-50/51M |  |  | N/A |  | None | MSE0900208 | MSFAC60000
2016-0991 | M6-0996 | PHASE A TIME OVERCURRENT RELAY | EHV |  |  | Relays-MV | BASLER ELECTRIC | BE1-50/51M |  |  | N/A |  | None | MSE0900209 | MSFAC60000
2016-0992 | M6-0996 | PHASE B TIME OVERCURRENT RELAY | EHV |  |  | Relays-MV | BASLER ELECTRIC | BE1-50/51M |  |  | N/A |  | None | MSE0900210 | MSFAC60000
2016-0993 | M6-0996 | PHASE C TIME OVERCURRENT RELAY | EHV |  |  | Relays-MV | BASLER ELECTRIC | BE1-50/51M |  |  | N/A |  | None | MSE0900211 | MSFAC60000
2016-0994 | M6-0996 | PHASE G TIME OVERCURRENT RELAY | EHV |  |  | Relays-MV | BASLER ELECTRIC | BE1-50/51M |  |  | N/A |  | None | MSE0900212 | MSFAC60000
2016-0995 | M6-0996 | PHASE A TIME OVERCURRENT RELAY | EHV |  |  | Relays-MV | BASLER ELECTRIC | BE1-50/51M |  |  | N/A |  | None | MSE0900213 | MSFAC60000
2016-0996 | M6-0996 | PHASE B TIME OVERCURRENT RELAY | EHV |  |  | Relays-MV | BASLER ELECTRIC | BE1-50/51M |  |  | N/A |  | None | MSE0900214 | MSFAC60000
2016-0997 | M6-0996 | PHASE C TIME OVERCURRENT RELAY | EHV |  |  | Relays-MV | BASLER ELECTRIC | BE1-50/51M |  |  | N/A |  | None | MSE0900215 | MSFAC60000
2016-0998 | M6-0996 | PHASE G TIME OVERCURRENT RELAY | EHV |  |  | Relays-MV | BASLER ELECTRIC | BE1-50/51M |  |  | N/A |  | None | MSE0900216 | MSFAC60000
2016-0999 | M6-0996 | Relay, G&W Type 3.1.0, Overcurrent, VFI-13 Position V1 | EHV |  |  | Relays-MV | G & W ELECTRIC CO. | Type 3 |  |  |  |  | None | MSE0901301 | MSFAC60000
2016-1000 | M6-0996 | Relay, G&W Type 3.1.0, Overcurrent, VFI-13 Position V2 | EHV |  |  | Relays-MV | G & W ELECTRIC CO. | Type 3 |  |  |  |  | None | MSE0901302 | MSFAC60000
2016-1001 | M6-0996 | Relay, G&W Type 3.1.0, Overcurrent, VFI-14 Position V1 | EHV |  |  | Relays-MV | G & W ELECTRIC CO. | Type 3 |  |  |  |  | None | MSE0901401 | MSFAC60000
2016-1002 | M6-0996 | Relay, G&W Type 3.1.0, Overcurrent, VFI-14 Position V2 | EHV |  |  | Relays-MV | G & W ELECTRIC CO. | Type 3 |  |  |  |  | None | MSE0901402 | MSFAC60000
2016-1003 | M6-0996 | Relay, G&W Type 3.1.0, Overcurrent, VFI-14 Position V3 | EHV |  |  | Relays-MV | G & W ELECTRIC CO. | Type 3 |  |  |  |  | None | MSE0901403 | MSFAC60000
2016-1004 | M6-0996 | Relay, G&W Type 3.1.0, Overcurrent, VFI-14 Position V4 | EHV |  |  | Relays-MV | G & W ELECTRIC CO. | Type 3 |  |  |  |  | None | MSE0901404 | MSFAC60000
2016-1005 | M6-0996 | Relay, G&W Type 3, Overcurrent, VFI 18 Position V1 | EHV |  |  | Relays-MV | G & W ELECTRIC CO. | Type 3 |  |  |  |  | None | MSE0901801-R1 | MSFAC60000
2016-1006 | M6-0996 | Relay, G&W Type 3, Overcurrent, VFI 18 Position V2 | EHV |  |  | Relays-MV | G & W ELECTRIC CO. | Type 3 |  |  |  |  | None | MSE0901802-R1 | MSFAC60000
2016-1007 | M6-0996 | Relay, G&W Type 3, Overcurrent, VFI 18 Position V3 | EHV |  |  | Relays-MV | G & W ELECTRIC CO. | Type 3 |  |  |  |  | None | MSE0901803-R1 | MSFAC60000
2016-1008 | M6-0996 | Relay, G&W Type 3, Overcurrent, VFI 18 Position V4 | EHV |  |  | Relays-MV | G & W ELECTRIC CO. | Type 3 |  |  |  |  | None | MSE0901804-R1 | MSFAC60000
2016-1009 | M6-0996 | SINGLE PHASE TIME OC RELAY, V1, A PHASE | EHV |  |  | Relays-MV | BASLER ELECTRIC | BE1-50-51M-104 |  |  | N/A |  | None | MSE0901901A | MSFAC60000
2016-1010 | M6-0996 | SINGLE PHASE TIME OC RELAY, V1, B PHASE | EHV |  |  | Relays-MV | BASLER ELECTRIC | BE1-50-51M-104 |  |  | N/A |  | None | MSE0901901B | MSFAC60000
2016-1011 | M6-0996 | SINGLE PHASE TIME OC RELAY, V1, C PHASE | EHV |  |  | Relays-MV | BASLER ELECTRIC | BE1-50-51M-104 |  |  | N/A |  | None | MSE0901901C | MSFAC60000
2016-1012 | M6-0996 | SINGLE PHASE TIME OC RELAY, V1, G | EHV |  |  | Relays-MV | BASLER ELECTRIC | BE1-50-51M-104 |  |  | N/A |  | None | MSE0901901G | MSFAC60000
2016-1013 | M6-0996 | SINGLE PHASE TIME OC RELAY, V2, A PHASE | EHV |  |  | Relays-MV | BASLER ELECTRIC | BE1-50-51M-104 |  |  | N/A |  | None | MSE0901902A | MSFAC60000
2016-1014 | M6-0996 | SINGLE PHASE TIME OC RELAY, V2, B PHASE | EHV |  |  | Relays-MV | BASLER ELECTRIC | BE1-50-51M-104 |  |  | N/A |  | None | MSE0901902B | MSFAC60000
2016-1015 | M6-0996 | SINGLE PHASE TIME OC RELAY, V2, C PHASE | EHV |  |  | Relays-MV | BASLER ELECTRIC | BE1-50-51M-104 |  |  | N/A |  | None | MSE0901902C | MSFAC60000
2016-1016 | M6-0996 | SINGLE PHASE TIME OC RELAY, V2, G | EHV |  |  | Relays-MV | BASLER ELECTRIC | BE1-50-51M-104 |  |  | N/A |  | None | MSE0901902G | MSFAC60000
2016-1017 | M6-0996 | SINGLE PHASE TIME OC RELAY, V3, A PHASE | EHV |  |  | Relays-MV | BASLER ELECTRIC | BE1-50-51M-104 |  |  | N/A |  | None | MSE0901903A | MSFAC60000
2016-1018 | M6-0996 | SINGLE PHASE TIME OC RELAY, V3, B PHASE | EHV |  |  | Relays-MV | BASLER ELECTRIC | BE1-50-51M-104 |  |  | N/A |  | None | MSE0901903B | MSFAC60000
2016-1019 | M6-0996 | SINGLE PHASE TIME OC RELAY, V3, C PHASE | EHV |  |  | Relays-MV | BASLER ELECTRIC | BE1-50-51M-104 |  |  | N/A |  | None | MSE0901903C | MSFAC60000
2016-1020 | M6-0996 | SINGLE PHASE TIME OC RELAY, V3, G | EHV |  |  | Relays-MV | BASLER ELECTRIC | BE1-50-51M-104 |  |  | N/A |  | None | MSE0901903G | MSFAC60000
2016-1021 | M6-0996 | SINGLE PHASE TIME OC RELAY, V4, A PHASE | EHV |  |  | Relays-MV | BASLER ELECTRIC | BE1-50-51M-104 |  |  | N/A |  | None | MSE0901904A | MSFAC60000
2016-1022 | M6-0996 | SINGLE PHASE TIME OC RELAY, V4, B PHASE | EHV |  |  | Relays-MV | BASLER ELECTRIC | BE1-50-51M-104 |  |  | N/A |  | None | MSE0901904B | MSFAC60000
2016-1023 | M6-0996 | SINGLE PHASE TIME OC RELAY, V4, C PHASE | EHV |  |  | Relays-MV | BASLER ELECTRIC | BE1-50-51M-104 |  |  | N/A |  | None | MSE0901904C | MSFAC60000
2016-1024 | M6-0996 | SINGLE PHASE TIME OC RELAY, V4, G | EHV |  |  | Relays-MV | BASLER ELECTRIC | BE1-50-51M-104 |  |  | N/A |  | None | MSE0901904G | MSFAC60000
2016-1025 | M6-0996 | PHASE A TIME OVERCURRENT RELAY | EHV |  |  | Relays-MV | BASLER ELECTRIC | BE1-50/51M |  |  | N/A |  | None | MSE0902001 | MSFAC60000
2016-1026 | M6-0996 | PHASE B TIME OVERCURRENT RELAY | EHV |  |  | Relays-MV | BASLER ELECTRIC | BE1-50/51M |  |  | N/A |  | None | MSE0902002 | MSFAC60000
2016-1027 | M6-0996 | PHASE C TIME OVERCURRENT RELAY | EHV |  |  | Relays-MV | BASLER ELECTRIC | BE1-50/51M |  |  | N/A |  | None | MSE0902003 | MSFAC60000
2016-1028 | M6-0996 | PHASE G TIME OVERCURRENT RELAY | EHV |  |  | Relays-MV | BASLER ELECTRIC | BE1-50/51M |  |  | N/A |  | None | MSE0902004 | MSFAC60000
2016-1029 | M6-0996 | PHASE A TIME OVERCURRENT RELAY | EHV |  |  | Relays-MV | BASLER ELECTRIC | BE1-50/51M |  |  | N/A |  | None | MSE0902005 | MSFAC60000
2016-1030 | M6-0996 | PHASE B TIME OVERCURRENT RELAY | EHV |  |  | Relays-MV | BASLER ELECTRIC | BE1-50/51M |  |  | N/A |  | None | MSE0902006 | MSFAC60000
2016-1031 | M6-0996 | PHASE C TIME OVERCURRENT RELAY | EHV |  |  | Relays-MV | BASLER ELECTRIC | BE1-50/51M |  |  | N/A |  | None | MSE0902007 | MSFAC60000
2016-1032 | M6-0996 | PHASE G TIME OVERCURRENT RELAY | EHV |  |  | Relays-MV | BASLER ELECTRIC | BE1-50/51M |  |  | N/A |  | None | MSE0902008 | MSFAC60000
2016-1033 | M6-0996 | PHASE A TIME OVERCURRENT RELAY | EHV |  |  | Relays-MV | BASLER ELECTRIC | BE1-50/51M |  |  | N/A |  | None | MSE0902101 | MSFAC60000
2016-1034 | M6-0996 | PHASE B TIME OVERCURRENT RELAY | EHV |  |  | Relays-MV | BASLER ELECTRIC | BE1-50/51M |  |  | N/A |  | None | MSE0902102 | MSFAC60000
2016-1035 | M6-0996 | PHASE C TIME OVERCURRENT RELAY | EHV |  |  | Relays-MV | BASLER ELECTRIC | BE1-50/51M |  |  | N/A |  | None | MSE0902103 | MSFAC60000
2016-1036 | M6-0996 | PHASE G TIME OVERCURRENT RELAY | EHV |  |  | Relays-MV | BASLER ELECTRIC | BE1-50/51M |  |  | N/A |  | None | MSE0902104 | MSFAC60000
2016-1037 | M6-0996 | PHASE A TIME OVERCURRENT RELAY | EHV |  |  | Relays-MV | BASLER ELECTRIC | BE1-50/51M |  |  | N/A |  | None | MSE0902105 | MSFAC60000
2016-1038 | M6-0996 | PHASE B TIME OVERCURRENT RELAY | EHV |  |  | Relays-MV | BASLER ELECTRIC | BE1-50/51M |  |  | N/A |  | None | MSE0902106 | MSFAC60000
2016-1039 | M6-0996 | PHASE C TIME OVERCURRENT RELAY | EHV |  |  | Relays-MV | BASLER ELECTRIC | BE1-50/51M |  |  | N/A |  | None | MSE0902107 | MSFAC60000
2016-1040 | M6-0996 | PHASE G TIME OVERCURRENT RELAY | EHV |  |  | Relays-MV | BASLER ELECTRIC | BE1-50/51M |  |  | N/A |  | None | MSE0902108 | MSFAC60000
2016-1041 | M6-0996 | Relay, G&W Type 3, Overcurrent, VFI 22 Position V1 | EHV |  |  | Relays-MV | G & W ELECTRIC CO. | Type 3 |  |  | N/A |  | None | MSE0902201 | MSFAC60000
2016-1042 | M6-0996 | Relay, G&W Type 3, Overcurrent, VFI 22 Position V2 | EHV |  |  | Relays-MV | G & W ELECTRIC CO. | Type 3 |  |  | N/A |  | None | MSE0902202 | MSFAC60000
2016-1043 | M6-0996 | MULTI PHASE TIME OVERCURRENT RELAY | EHV |  |  | Relays-MV | G & W ELECTRIC CO. | Type 3 |  |  | N/A |  | None | MSE0902301 | MSFAC60000
2016-1044 | M6-0996 | MULTI PHASE TIME OVERCURRENT RELAY | EHV |  |  | Relays-MV | G & W ELECTRIC CO. | Type 3 |  |  | N/A |  | None | MSE0902302 | MSFAC60000
2016-1045 | M6-0996 | MULTI PHASE TIME OVERCURRENT RELAY | EHV |  |  | Relays-MV | G & W ELECTRIC CO. | Type 3 |  |  | N/A |  | None | MSE0902303 | MSFAC60000
2016-1046 | M6-0996 | MULTI PHASE TIME OVERCURRENT RELAY | EHV |  |  | Relays-MV | G & W ELECTRIC CO. | Type 3 |  |  | N/A |  | None | MSE0902304 | MSFAC60000
2016-1047 | M6-0996 | Relay, G&W Type 3.1.0, Overcurrent, VFI-31 Position V1 | EHV |  |  | Relays-MV | G & W ELECTRIC CO. | Type 3 |  |  | N/A |  | None | MSE0903101 | MSFAC60000
2016-1048 | M6-0996 | Relay, G&W Type 3.1.0, Overcurrent, VFI-31 Position V2 | EHV |  |  | Relays-MV | G & W ELECTRIC CO. | Type 3 |  |  | N/A |  | None | MSE0903102 | MSFAC60000
2016-1049 | M6-0996 | Relay, G&W Type 3.1.0, Overcurrent, VFI-31 Position V3 | EHV |  |  | Relays-MV | G & W ELECTRIC CO. | Type 3 |  |  | N/A |  | None | MSE0903103 | MSFAC60000
2016-1050 | M6-0996 | Relay, G&W Type 3.1.0, Overcurrent, VFI-31 Position V4 | EHV |  |  | Relays-MV | G & W ELECTRIC CO. | Type 3 |  |  | N/A |  | None | MSE0903104 | MSFAC60000
2016-1051 | M6-0996 | Relay, G&W Type 3.1.0, Overcurrent, VFI-32 Position V1 | EHV |  |  | Relays-MV | G & W ELECTRIC CO. | Type 3 |  |  | N/A |  | None | MSE0903201 | MSFAC60000
2016-1052 | M6-0996 | Relay, G&W Type 3.1.0, Overcurrent, VFI-32 Position V2 | EHV |  |  | Relays-MV | G & W ELECTRIC CO. | Type 3 |  |  | N/A |  | None | MSE0903202 | MSFAC60000
2016-1053 | M6-0996 | Relay, G&W Type 3.1.0, Overcurrent, VFI-32 Position V3 | EHV |  |  | Relays-MV | G & W ELECTRIC CO. | Type 3 |  |  | N/A |  | None | MSE0903203 | MSFAC60000
2016-1054 | M6-0996 | Relay, G&W Type 3.1.0, Overcurrent, VFI-32 Position V4 | EHV |  |  | Relays-MV | G & W ELECTRIC CO. | Type 3 |  |  | N/A |  | None | MSE0903204 | MSFAC60000
2016-1055 | M6-0996 | PHASE A TIME OVERCURRENT RELAY | EHV |  |  | Relays-MV | BASLER ELECTRIC | BE1-50/51M |  |  | N/A |  | None | MSE0904501 | MSFAC60000
2016-1056 | M6-0996 | PHASE B TIME OVERCURRENT RELAY | EHV |  |  | Relays-MV | BASLER ELECTRIC | BE1-50/51M |  |  | N/A |  | None | MSE0904502 | MSFAC60000
2016-1057 | M6-0996 | PHASE C TIME OVERCURRENT RELAY | EHV |  |  | Relays-MV | BASLER ELECTRIC | BE1-50/51M |  |  | N/A |  | None | MSE0904503 | MSFAC60000
2016-1058 | M6-0996 | PHASE G TIME OVERCURRENT RELAY | EHV |  |  | Relays-MV | BASLER ELECTRIC | BE1-50/51M |  |  | N/A |  | None | MSE0904504 | MSFAC60000
2016-1059 | M6-0996 | PHASE A TIME OVERCURRENT RELAY | EHV |  |  | Relays-MV | BASLER ELECTRIC | BE1-50/51M |  |  | N/A |  | None | MSE0904505 | MSFAC60000
2016-1060 | M6-0996 | PHASE B TIME OVERCURRENT RELAY | EHV |  |  | Relays-MV | BASLER ELECTRIC | BE1-50/51M |  |  | N/A |  | None | MSE0904506 | MSFAC60000
2016-1061 | M6-0996 | PHASE C TIME OVERCURRENT RELAY | EHV |  |  | Relays-MV | BASLER ELECTRIC | BE1-50/51M |  |  | N/A |  | None | MSE0904507 | MSFAC60000
2016-1062 | M6-0996 | PHASE G TIME OVERCURRENT RELAY | EHV |  |  | Relays-MV | BASLER ELECTRIC | BE1-50/51M |  |  | N/A |  | None | MSE0904508 | MSFAC60000
2016-1063 | M6-0996 | PHASE A TIME OVERCURRENT RELAY | EHV |  |  | Relays-MV | BASLER ELECTRIC | BE1-50/51M |  |  | N/A |  | None | MSE0904509 | MSFAC60000
2016-1064 | M6-0996 | PHASE BTIME OVERCURRENT RELAY | EHV |  |  | Relays-MV | BASLER ELECTRIC | BE1-50/51M |  |  | N/A |  | None | MSE0904510 | MSFAC60000
2016-1065 | M6-0996 | PHASE C TIME OVERCURRENT RELAY | EHV |  |  | Relays-MV | BASLER ELECTRIC | BE1-50/51M |  |  | N/A |  | None | MSE0904511 | MSFAC60000
2016-1066 | M6-0996 | PHASE G TIME OVERCURRENT RELAY | EHV |  |  | Relays-MV | BASLER ELECTRIC | BE1-50/51M |  |  | N/A |  | None | MSE0904512 | MSFAC60000
2016-1067 | M6-0996 | RELAY, MULTI PHASE OVERCURRENT, VFI53, V1 | EHV |  |  | Relays-MV | G & W ELECTRIC CO. | Type 3 |  |  | N/A |  | None | MSE0905301 | MSFAC60000
2016-1068 | M6-0996 | RELAY, MULTI PHASE OVERCURRENT, VFI53, V2 | EHV |  |  | Relays-MV | G & W ELECTRIC CO. | Type 3 |  |  | N/A |  | None | MSE0905302 | MSFAC60000
2016-1069 | M6-0996 | PHASE A TIME OVERCURRENT RELAY | EHV |  |  | Relays-MV | BASLER ELECTRIC | BE1-50/51M |  |  | N/A |  | None | MSE0905401 | MSFAC60000
2016-1070 | M6-0996 | PHASE B TIME OVERCURRENT RELAY | EHV |  |  | Relays-MV | BASLER ELECTRIC | BE1-50/51M |  |  | N/A |  | None | MSE0905402 | MSFAC60000
2016-1071 | M6-0996 | PHASE C TIME OVERCURRENT RELAY | EHV |  |  | Relays-MV | BASLER ELECTRIC | BE1-50/51M |  |  | N/A |  | None | MSE0905403 | MSFAC60000
2016-1072 | M6-0996 | PHASE G TIME OVERCURRENT RELAY | EHV |  |  | Relays-MV | BASLER ELECTRIC | BE1-50/51M |  |  | N/A |  | None | MSE0905404 | MSFAC60000
2016-1073 | M6-0996 | PHASE A TIME OVERCURRENT RELAY | EHV |  |  | Relays-MV | BASLER ELECTRIC | BE1-50/51M |  |  | N/A |  | None | MSE0905405 | MSFAC60000
2016-1074 | M6-0996 | PHASE B TIME OVERCURRENT RELAY | EHV |  |  | Relays-MV | BASLER ELECTRIC | BE1-50/51M |  |  | N/A |  | None | MSE0905406 | MSFAC60000
2016-1075 | M6-0996 | PHASE C TIME OVERCURRENT RELAY | EHV |  |  | Relays-MV | BASLER ELECTRIC | BE1-50/51M |  |  | N/A |  | None | MSE0905407 | MSFAC60000
2016-1076 | M6-0996 | PHASE G TIME OVERCURRENT RELAY | EHV |  |  | Relays-MV | BASLER ELECTRIC | BE1-50/51M |  |  | N/A |  | None | MSE0905408 | MSFAC60000
2016-1077 | M6-0996 | PHASE A TIME OVERCURRENT RELAY | EHV |  |  | Relays-MV | BASLER ELECTRIC | BE1-50/51M |  |  | N/A |  | None | MSE0905413 | MSFAC60000
2016-1078 | M6-0996 | PHASE B TIME OVERCURRENT RELAY | EHV |  |  | Relays-MV | BASLER ELECTRIC | BE1-50/51M |  |  | N/A |  | None | MSE0905414 | MSFAC60000
2016-1079 | M6-0996 | PHASE C TIME OVERCURRENT RELAY | EHV |  |  | Relays-MV | BASLER ELECTRIC | BE1-50/51M |  |  | N/A |  | None | MSE0905415 | MSFAC60000
2016-1080 | M6-0996 | PHASE G TIME OVERCURRENT RELAY | EHV |  |  | Relays-MV | BASLER ELECTRIC | BE1-50/51M |  |  | N/A |  | None | MSE0905416 | MSFAC60000
2016-1081 | M6-0996 | Relay, G&W Type 3, Overcurrent, VFI 62 Position V1 | EHV |  |  | Relays-MV | G & W ELECTRIC CO. | Type 3 |  |  | N/A |  | None | MSE0906201 | MSFAC60000
2016-1082 | M6-0996 | Relay, G&W Type 3, Overcurrent, VFI 62 Position V2 | EHV |  |  | Relays-MV | G & W ELECTRIC CO. | Type 3 |  |  | N/A |  | None | MSE0906202 | MSFAC60000
2016-1083 | M6-0996 | Relay, G&W Type 3, Overcurrent, VFI 62 Position V3 | EHV |  |  | Relays-MV | G & W ELECTRIC CO. | Type 3 |  |  | N/A |  | None | MSE0906203 | MSFAC60000
2016-1084 | M6-0996 | Relay, G&W Type 3, Overcurrent, VFI 62 Position V4 | EHV |  |  | Relays-MV | G & W ELECTRIC CO. | Type 3 |  |  | N/A |  | None | MSE0906204 | MSFAC60000
2016-1085 | M6-0996 | Relay, G&W Type 3, Overcurrent, VFI 63 Position V1 | EHV |  |  | Relays-MV | G & W ELECTRIC CO. | Type 3 |  |  | N/A |  | None | MSE0906301-R1 | MSFAC60000
2016-1086 | M6-0996 | Relay, G&W Type 3, Overcurrent, VFI 63 Position V2 | EHV |  |  | Relays-MV | G & W ELECTRIC CO. | Type 3 |  |  | N/A |  | None | MSE0906302-R1 | MSFAC60000
2016-1087 | M6-0996 | Relay, G&W Type 3, Overcurrent, VFI 63 Position V3 | EHV |  |  | Relays-MV | G & W ELECTRIC CO. | Type 3 |  |  | N/A |  | None | MSE0906303-R1 | MSFAC60000
2016-1088 | M6-0996 | Relay, G&W Type 3, Overcurrent, VFI 63 Position V4 | EHV |  |  | Relays-MV | G & W ELECTRIC CO. | Type 3 |  |  | N/A |  | None | MSE0906304-R1 | MSFAC60000
2016-1089 | M6-0996 | Relay, G&W Type 3, Overcurrent, VFI 65 Position V1 | EHV |  |  | Relays-MV | G & W ELECTRIC CO. | Type 3 |  |  | N/A |  | None | MSE0906501-R1 | MSFAC60000
2016-1090 | M6-0996 | Relay, G&W Type 3, Overcurrent, VFI 65 Position V2 | EHV |  |  | Relays-MV | G & W ELECTRIC CO. | Type 3 |  |  | N/A |  | None | MSE0906502-R1 | MSFAC60000
2016-1091 | M6-0996 | Relay, G&W Type 3, Overcurrent, VFI 65 Position V3 | EHV |  |  | Relays-MV | G & W ELECTRIC CO. | Type 3 |  |  | N/A |  | None | MSE0906503-R1 | MSFAC60000
2016-1092 | M6-0996 | Relay, G&W Type 3, Overcurrent, VFI 65 Position V4 | EHV |  |  | Relays-MV | G & W ELECTRIC CO. | Type 3 |  |  | N/A |  | None | MSE0906504-R1 | MSFAC60000
2016-1093 | M6-0996 | Relay, G&W Type 3.1.0, Overcurrent, VFI-71 Position V1 | EHV |  |  | Relays-MV | G & W ELECTRIC CO. | Type 3 |  |  | N/A |  | None | MSE0907101 | MSFAC60000
2016-1094 | M6-0996 | Relay, G&W Type 3.1.0, Overcurrent, VFI-71 Position V2 | EHV |  |  | Relays-MV | G & W ELECTRIC CO. | Type 3 |  |  | N/A |  | None | MSE0907102 | MSFAC60000
2016-1095 | M6-0996 | MULTI PHASE TIME OVERCURRENT RELAY | EHV |  |  | Relays-MV | G & W ELECTRIC CO. | Type 3 |  |  | N/A |  | None | MSE0908101 | MSFAC60000
2016-1096 | M6-0996 | MULTI PHASE TIME OVERCURRENT RELAY | EHV |  |  | Relays-MV | G & W ELECTRIC CO. | Type 3 |  |  | N/A |  | None | MSE0908102 | MSFAC60000
2016-1097 | M6-0996 | RELAY, G&W OC VFI 83-V1 | EHV |  |  | Relays-MV | G & W ELECTRIC CO. | Type 3 |  |  | N/A |  | None | MSE0908301 | MSFAC60000
2016-1098 | M6-0996 | RELAY G&W OC VFI 83-V2 | EHV |  |  | Relays-MV | G & W ELECTRIC CO. | Type 3 |  |  | N/A |  | None | MSE0908302 | MSFAC60000
2016-1099 | M6-0996 | Relay, G&W Type 3, Overcurrent, VFI 89 Position V1 | EHV |  |  | Relays-MV | G & W ELECTRIC CO. | Type 3 |  |  | N/A |  | None | MSE09089V1 | MSFAC60000
2016-1100 | M6-0996 | Relay, G&W Type 3, Overcurrent, VFI 89 Position V2 | EHV |  |  | Relays-MV | G & W ELECTRIC CO. | Type 3 |  |  | N/A |  | None | MSE09089V2 | MSFAC60000
2016-1101 | M6-0996 | RELAY, MULTIPHASE, OVERCURRENT, VFI 99, V1 | EHV |  |  | Relays-MV | G & W ELECTRIC CO. | Type 3 |  |  | N/A |  | None | MSE0909901 | MSFAC60000
2016-1102 | M6-0996 | Relay, G&W Type 3, Overcurrent, VFI 99 Position V1 Survalent Technology | EHV |  |  | Relays-MV | G & W ELECTRIC CO. | Type 3 |  |  | N/A |  | None | MSE0909901-R1 | MSFAC60000
2016-1103 | M6-0996 | RELAY, MULTIPHASE, OVERCURRENT, VFI 99, V2 | EHV |  |  | Relays-MV | G & W ELECTRIC CO. | Type 3 |  |  | N/A |  | None | MSE0909902 | MSFAC60000
2016-1104 | M6-0996 | Relay, G&W Type 3, Overcurrent, VFI 99 Position V2 Survalent Technology | EHV |  |  | Relays-MV | G & W ELECTRIC CO. | Type 3 |  |  | N/A |  | None | MSE0909902-R1 | MSFAC60000
2016-1105 | M6-0996 | Relay, G&W Type 3, Overcurrent, VFI-405 Position V1 | EHV |  |  | Relays-MV | G & W ELECTRIC CO. | Type 3 |  |  | N/A |  | None | MSE09405V1 | MSFAC60000
2016-1106 | M6-0996 | Relay, G&W Type 3, Overcurrent, VFI-405 Position V2 | EHV |  |  | Relays-MV | G & W ELECTRIC CO. | Type 3 |  |  | N/A |  | None | MSE09405V2 | MSFAC60000
156 | M6-1625 | FACP | PSY |  |  | FA | SIMPLEX | 4002 | FACP |  |  |  | None | G8F41001 | G8FFA00000 | Y
417 | M6-1625 | PLC |  |  |  | PLC | Allen-Bradley | MicroLogix | 1761-L32BWA |  |  | MPS - MICROLOGIX/ RSLogix500 Micro Starter Lite | None | M6-1625MEC | G8FHV90000 | N | KSC Corrosion Control Facility. Steel Blasting Control System; Vacuum and Classifier
157 | M6-1671 | FACP | PSY |  |  | FA | SIMPLEX | 4002 | FACP |  |  |  | None | RDF41001 | RDFFAAS000 | Y
2019-058 | M7-0301 | CCHQ SS-231 PLC Source Code [FIC2011] | ELV | KCCS Power | 231 | PLC | Schneider Electric | Modicon Quantum | 140 CPU 434 12U |  | ICS-FIC2011 | Unity Pro XL
2019-060 | M7-0301 | CCHQ SS-231 PLC Source Code [FIC2009] | ELV | KCCS Power | 231 | PLC | Schneider Electric | Modicon Quantum | 140 CPU 311 10 |  | ICS-FIC2009 | Unity Pro XL
2019-104 | M7-0301 | Controls, BAS, AS-P-1 | HVAC | Ethernet |  | Network | Schneider | AS-P |  |  |  |  | StruxureWare Workstation Pro | NA
2019-105 | M7-0301 | Controls, BAS, AS-P-1A | HVAC | Ethernet |  | Network | Schneider | AS-P |  |  |  |  | StruxureWare Workstation Pro | NA
2019-106 | M7-0301 | Controls, BAS, AS-P-2 | HVAC | Ethernet |  | Network | Schneider | AS-P |  |  |  |  | StruxureWare Workstation Pro | NA
2019-107 | M7-0301 | Controls, BAS, AS-P-3 | HVAC | Ethernet |  | Network | Schneider | AS-P |  |  |  |  | StruxureWare Workstation Pro | NA
2019-108 | M7-0301 | Controls, BAS, AS-P-4 | HVAC | Ethernet |  | Network | Schneider | AS-P |  |  |  |  | StruxureWare Workstation Pro | NA
2019-109 | M7-0301 | Controls, BAS, AS-P-5 | HVAC | Ethernet |  | Network | Schneider | AS-P |  |  |  |  | StruxureWare Workstation Pro | NA
2019-110 | M7-0301 | Controls, BAS, AS-P-6 | HVAC | Ethernet |  | Network | Schneider | AS-P |  |  |  |  | StruxureWare Workstation Pro | NA
2019-111 | M7-0301 | Controls, BAS, AS-P-7 | HVAC | Ethernet |  | Network | Schneider | AS-P |  |  |  |  | StruxureWare Workstation Pro | NA
2019-112 | M7-0301 | Controls, BAS, AS-P-8 | HVAC | Ethernet |  | Network | Schneider | AS-P |  |  |  |  | StruxureWare Workstation Pro | NA
213 | M7-0335 | FAAS | PSY |  |  | FA | VESDA | LASERPLUS | FAAS |  |  | N/A | None | OCFFAAS001 | OCFFAAS000 | Y
158 | M7-0351 | FACP | PSY |  |  | FA | SIMPLEX | 4002 | FACP |  |  |  | None | AUF41001 | AUFFAAS000 | Y
2015-421 | M7-0351 | Controls, PLC, Training Auditorium [FIC4108] | HVC | KCCS Utility |  | PLC | Schneider Electric | Modicon Momentum | 171 CCC 960 30 |  | ICS-AUAUC001 |  |  | AUAUC001 | AUFUCU0000
159 | M7-0355 | FACP | PSY |  |  | FA | SIMPLEX | 4020 | FACP |  |  | REV 4.05.07 | None | OCF40201 | OCFFAAS000 | Y
164 | M7-0355 | FACP FAC NORTH | PSY |  |  | FA | SIMPLEX | 4100 | FACP |  |  | REV 4.05.07 | None | OCFFACPN24 | OCFFAAS000 | Y
165 | M7-0355 | FACP HIGH BAY | PSY |  |  | FA | SIMPLEX | 4100U | FACP |  |  | REV 4.05.07 | None | OCFFACPN31 | OCFFAAS000 | Y | WAITING TURNOVER
166 | M7-0355 | FACP PRE-ACT | PSY |  |  | FA | SIMPLEX | 4100 | FACP |  |  | REV 4.05.07 | None | OCFPA400 | OCFFAAS000 | Y
352 | M7-0355 | Controls, PLC [FIC1512] | HVC | KCCS Utility |  | PLC | Schneider Electric | Modicon Quantum | 140CPU11303 |  | ICS-FIC1512 | Concept 2.5 | None | FIC1512 | OCFUCU0000 | N
353 | M7-0355 | Ethernet Gateway, Field Server FS-B2011 [FIC1532] | HVC | KCCS Utility |  | IED | FieldServer | FS-B2011 | N/A |  | ICS-FIC1532 | FieldServer Utilities | None | FIC1532 | OCFUCU0000 | N
355 | M7-0355 | Controls, PLC [FIC1510] | HVC | KCCS Utility |  | PLC | Schneider Electric | Modicon Quantum | 140CPU11303 |  | ICS-FIC1510 | Concept 2.5 | None | FIC1510 | OCFUCU0000 | N
356 | M7-0355 | Controls, PLC [FIC1513] | ELV | KCCS Power |  | PLC | Schneider Electric | Modicon Quantum | 140CPU11302 |  | ICS-FIC1513 | Concept 2.2 | None | FIC1513 | OCFUCP0000 | Y
401 | M7-0355 | Controls, PLC, O&C Elevator #1, North Wing (Lobby) | ELEV | None |  | PLC | Allen-Bradley | CompactLogix | 1769-L32E |  | ICS-OC601001-01 | RSLogix 5000 | None | OC601001-01 | OCFEVCAA00 | Y
402 | M7-0355 | Controls, PLC, O&C Elevator #2, East Gym | ELEV | None |  | PLC | Emerson Electric | Rx3i | IC695CPE305 |  | ICS-OC601001-01 | LOGICMASTER/PROFICY | None | OC602001-01-R1 | OCFEVCAB00 | Y
403 | M7-0355 | Controls, PLC, O&C Elevator #3, North West | ELEV | None |  | PLC | Emerson Electric | Rx3i | IC695CPE305 |  | ICS-OC603001-01 | LOGICMASTER/PROFICY | None | OC603001-01 | OCFEVCAC00 | Y
404 | M7-0355 | Controls, PLC, O&C Elevator #4, South West (Astro) | ELEV | None |  | PLC | Emerson Electric | Rx3i | IC695CPE305 |  | ICS-OC604001-01 | LOGICMASTER/PROFICY | None | OC604001-01-R1 | OCFEVCAD00 | Y
405 | M7-0355 | Controls, PLC, O&C Elevator #5, South Center (Dual) | ELEV | None |  | PLC | SQUARE D | 400 SERIES | SPC401 |  | ICS-OC605001-01 | SYMATE | None | OC605001-01 | OCFEVCAE00 | Y | SQUARE D Software DOS based
406 | M7-0355 | Controls, PLC, O&C Elevator #6, South Center (Dual) | ELEV | None |  | PLC | SQUARE D | 400 SERIES | SPC401 |  | ICS-OC606001-01 | SYMATE | None | OC606001-01 | OCFEVCAF00 | Y | SQUARE D Software DOS based
407 | M7-0355 | Controls, PLC, O&C Elevator #7, Southeast (Freight) | ELEV | None |  | PLC | Allen-Bradley | CompactLogix | 1769-L32E |  | ICS-OC607001-01 | RSLogix 5000 | None | OC607001-01 | OCFEVCAG00 | Y
505 | M7-0355 | FMRP- 10 | HVC | ARCNET |  | ARCNET | Andover | CX9500 |  |  |  | INFINITY | LAPTOP | M7-0355HVC | OCFHVC0000 | N | Pumps & Valves PROGRAM AND LOAD FMRP FROM IACP
510 | M7-0355 | Controls, PLC, Toxic Vapor Lab | HVC | None |  | PLC | Allen-Bradley | SLC 5/03 | 1747-L532 |  | ICS-OCAUC001 | RSLOGIX 5 (VER 7.10.02 CPR7) | None | OCAUC001 | OCFHVC0000 | N | Toxic Vapor Lab
511 | M7-0355 | Control Panel, Toxic Vapor Lab | HVC | None |  | HMI | Allen-Bradley | PANELVIEW 300 |  |  | ICS-OCAUC002 | PANELBUILDER32 VERSION 3.82.01 | None | OCAUC002 | OCFHVC0000 | N | Toxic Vapor Lab Touch Screen Interface
512 | M7-0355 | AHU-3DC1 | HVC | None |  | LON | INVENSYS | MNL-800-101 |  |  |  | WORKPLACE TECH 5.2.1.1054 | None | M7-0355HVC | OCFHVC0000 | N | Phase I ilON SERVER - HOST WEB PAGES
513 | M7-0355 | AHU-3DC2 | HVC | None |  | LON | INVENSYS | MNL-800-101 |  |  |  | WORKPLACE TECH 5.2.1.1054 | None | M7-0355HVC | OCFHVC0000 | N | Phase I ilON SERVER - HOST WEB PAGES
514 | M7-0355 | AHU-3DC3 | HVC | None |  | LON | INVENSYS | MNL-800-101 |  |  |  | WORKPLACE TECH 5.2.1.1054 | None | M7-0355HVC | OCFHVC0000 | N | Phase I ilON SERVER - HOST WEB PAGES
515 | M7-0355 | AHU-3EC1 | HVC | None |  | LON | INVENSYS | MNL-800-101 |  |  |  | WORKPLACE TECH 5.2.1.1054 | None | M7-0355HVC | OCFHVC0000 | N | Phase I ilON SERVER - HOST WEB PAGES
516 | M7-0355 | AHU-3EC2 | HVC | None |  | LON | INVENSYS | MNL-800-101 |  |  |  | WORKPLACE TECH 5.2.1.1054 | None | M7-0355HVC | OCFHVC0000 | N | Phase I ilON SERVER - HOST WEB PAGES
517 | M7-0355 | AHU-3EC3 | HVC | None |  | LON | INVENSYS | MNL-800-101 |  |  |  | WORKPLACE TECH 5.2.1.1054 | None | M7-0355HVC | OCFHVC0000 | N | Phase I ilON SERVER - HOST WEB PAGES
518 | M7-0355 | VAV (118) | HVC | None |  | LON | INVENSYS | MNL-V2RV3 |  |  |  | WORKPLACE TECH 5.2.1.1054 | None | M7-0355HVC | OCFHVC0000 | N | Phase I ilON SERVER - HOST WEB PAGES
560 | M7-0355 | PHU3D_1 | HVC | None |  | LON | INVENSYS | MNL-800-101 |  |  |  | WORKPLACE TECH 5.2.1.1054 | None | M7-0355HVC | OCFHVC0000 | N | Phase I ilON SERVER - HOST WEB PAGES
561 | M7-0355 | PHU3D_2 | HVC | None |  | LON | INVENSYS | MNL-800-101 |  |  |  | WORKPLACE TECH 5.2.1.1054 | None | M7-0355HVC | OCFHVC0000 | N | Phase I ilON SERVER - HOST WEB PAGES
562 | M7-0355 | PHU3D_3 | HVC | None |  | LON | INVENSYS | MNL-800-101 |  |  |  | WORKPLACE TECH 5.2.1.1054 | None | M7-0355HVC | OCFHVC0000 | N | Phase I ilON SERVER - HOST WEB PAGES
563 | M7-0355 | PHU3D_4 | HVC | None |  | LON | INVENSYS | MNL-800-101 |  |  |  | WORKPLACE TECH 5.2.1.1054 | None | M7-0355HVC | OCFHVC0000 | N | Phase I ilON SERVER - HOST WEB PAGES
564 | M7-0355 | PHU3D_5 | HVC | None |  | LON | INVENSYS | MNL-800-101 |  |  |  | WORKPLACE TECH 5.2.1.1054 | None | M7-0355HVC | OCFHVC0000 | N | Phase I ilON SERVER - HOST WEB PAGES
565 | M7-0355 | PHU3E_1 | HVC | None |  | LON | INVENSYS | MNL-800-101 |  |  |  | WORKPLACE TECH 5.2.1.1054 | None | M7-0355HVC | OCFHVC0000 | N | Phase I ilON SERVER - HOST WEB PAGES
566 | M7-0355 | PHU3E_2 | HVC | None |  | LON | INVENSYS | MNL-800-101 |  |  |  | WORKPLACE TECH 5.2.1.1054 | None | M7-0355HVC | OCFHVC0000 | N | Phase I ilON SERVER - HOST WEB PAGES
567 | M7-0355 | PHU3E_3 | HVC | None |  | LON | INVENSYS | MNL-800-101 |  |  |  | WORKPLACE TECH 5.2.1.1054 | None | M7-0355HVC | OCFHVC0000 | N | Phase I ilON SERVER - HOST WEB PAGES
568 | M7-0355 | PHU3E_4 | HVC | None |  | LON | INVENSYS | MNL-800-101 |  |  |  | WORKPLACE TECH 5.2.1.1054 | None | M7-0355HVC | OCFHVC0000 | N | Phase I ilON SERVER - HOST WEB PAGES
569 | M7-0355 | PHU3E_5 | HVC | None |  | LON | INVENSYS | MNL-800-101 |  |  |  | WORKPLACE TECH 5.2.1.1054 | None | M7-0355HVC | OCFHVC0000 | N | Phase I ilON SERVER - HOST WEB PAGES
570 | M7-0355 | PHU3E_6 | HVC | None |  | LON | INVENSYS | MNL-800-101 |  |  |  | WORKPLACE TECH 5.2.1.1054 | None | M7-0355HVC | OCFHVC0000 | N | Phase I ilON SERVER - HOST WEB PAGES
571 | M7-0355 | PHU3E_7 | HVC | None |  | LON | INVENSYS | MNL-800-101 |  |  |  | WORKPLACE TECH 5.2.1.1054 | None | M7-0355HVC | OCFHVC0000 | N | Phase I ilON SERVER - HOST WEB PAGES
572 | M7-0355 | AHU-3AC1 | HVC | None |  | LON | INVENSYS | MNL-800-101 |  |  |  | WORKPLACE TECH 5.2.1.1054 | None | M7-0355HVC | OCFHVC0000 | N | PHASE II ilON SERVER - HOST WEB PAGES
573 | M7-0355 | AHU-3AC2 | HVC | None |  | LON | INVENSYS | MNL-800-101 |  |  |  | WORKPLACE TECH 5.2.1.1054 | None | M7-0355HVC | OCFHVC0000 | N | PHASE II ilON SERVER - HOST WEB PAGES
574 | M7-0355 | AHU-3AC3 | HVC | None |  | LON | INVENSYS | MNL-800-101 |  |  |  | WORKPLACE TECH 5.2.1.1054 | None | M7-0355HVC | OCFHVC0000 | N | PHASE II ilON SERVER - HOST WEB PAGES
575 | M7-0355 | AHU-3BC1 | HVC | None |  | LON | INVENSYS | MNL-800-101 |  |  |  | WORKPLACE TECH 5.2.1.1054 | None | M7-0355HVC | OCFHVC0000 | N | PHASE II ilON SERVER - HOST WEB PAGES
576 | M7-0355 | AHU-3BC2 | HVC | None |  | LON | INVENSYS | MNL-800-101 |  |  |  | WORKPLACE TECH 5.2.1.1054 | None | M7-0355HVC | OCFHVC0000 | N | PHASE II ilON SERVER - HOST WEB PAGES
577 | M7-0355 | AHU-3BC3 | HVC | None |  | LON | INVENSYS | MNL-800-101 |  |  |  | WORKPLACE TECH 5.2.1.1054 | None | M7-0355HVC | OCFHVC0000 | N | PHASE II ilON SERVER - HOST WEB PAGES
578 | M7-0355 | AHU-3CC1 | HVC | None |  | LON | INVENSYS | MNL-800-101 |  |  |  | WORKPLACE TECH 5.2.1.1054 | None | M7-0355HVC | OCFHVC0000 | N | PHASE II ilON SERVER - HOST WEB PAGES
579 | M7-0355 | AHU-3CC2 | HVC | None |  | LON | INVENSYS | MNL-800-101 |  |  |  | WORKPLACE TECH 5.2.1.1054 | None | M7-0355HVC | OCFHVC0000 | N | PHASE II ilON SERVER - HOST WEB PAGES
580 | M7-0355 | AHU-3CC3 | HVC | None |  | LON | INVENSYS | MNL-800-101 |  |  |  | WORKPLACE TECH 5.2.1.1054 | None | M7-0355HVC | OCFHVC0000 | N | PHASE II ilON SERVER - HOST WEB PAGES
581 | M7-0355 | AHU-3CC1 2K2 | HVC | None |  | LON | INVENSYS | MNL-800-101 |  |  |  | WORKPLACE TECH 5.2.1.1054 | None | M7-0355HVC | OCFHVC0000 | N | PHASE II ilON SERVER - HOST WEB PAGES
582 | M7-0355 | AHU-3CC2 2K2 | HVC | None |  | LON | INVENSYS | MNL-800-101 |  |  |  | WORKPLACE TECH 5.2.1.1054 | None | M7-0355HVC | OCFHVC0000 | N | PHASE II ilON SERVER - HOST WEB PAGES
583 | M7-0355 | AHU-3CC3 2K2 | HVC | None |  | LON | INVENSYS | MNL-800-101 |  |  |  | WORKPLACE TECH 5.2.1.1054 | None | M7-0355HVC | OCFHVC0000 | N | PHASE II ilON SERVER - HOST WEB PAGES
584 | M7-0355 | FCU-3A | HVC | None |  | LON | INVENSYS | MNL-800-101 |  |  |  | WORKPLACE TECH 5.2.1.1054 | None | M7-0355HVC | OCFHVC0000 | N | PHASE II ilON SERVER - HOST WEB PAGES
585 | M7-0355 | FCU-3C | HVC | None |  | LON | INVENSYS | MNL-800-101 |  |  |  | WORKPLACE TECH 5.2.1.1054 | None | M7-0355HVC | OCFHVC0000 | N | PHASE II ilON SERVER - HOST WEB PAGES
1263 | M7-0355 | Controls, BAS, KCCS01 | HVC | None |  | infinet | Andover | 920 |  |  |  | Continuum 1.94, Ver.201 | None | OCAUC007 | OCFHVC0000 | N | INFNET ID 16
1264 | M7-0355 | Controls, BAS, KCCS02 | HVC | None |  | infinet | Andover | 920 |  |  |  | Continuum 1.94, Ver.201 | None | OCAUC008 | OCFHVC0000 | N | INFNET ID 18
1265 | M7-0355 | Controls, BAS, KCCS03 | HVC | None |  | infinet | Andover | 920 |  |  |  | Continuum 1.94, Ver.201 | None | OCAUC009 | OCFHVC0000 | N | INFNET ID 17
1266 | M7-0355 | Controls, BAS, KCCS04 | HVC | None |  | infinet | Andover | 920 |  |  |  | Continuum 1.94, Ver.201 | None | OCAUC010 | OCFHVC0000 | N | INFNET ID 15
1267 | M7-0355 | Controls, BAS, KCCS05 | HVC | None |  | infinet | Andover | 920 |  |  |  | Continuum 1.94, Ver.201 | None | OCAUC011 | OCFHVC0000 | N | INFNET ID 14
1282 | M7-0355 | Controls, BAS, Rm 2271 | HVC | None |  | infinet | Andover | 920 |  |  |  | Continuum 1.94, Ver.201 | None | OCAUC012 | OCFHVC0000 | N | INFNET ID 7
1283 | M7-0355 | Controls, BAS, Video Switch Rm | HVC | None |  | infinet | Andover | 920 |  |  |  | Continuum 1.94, Ver.201 | None | OCAUC013 | OCFHVC0000 | N | INFNET ID 5
1293 | M7-0355 | Controls, BAS, Cooler 2249 | HVC | None |  | infinet | Andover | 920 |  |  |  | Continuum 1.94, Ver.201 | None | OCAUC005 | OCFHVC0000 | N | INFNET ID 8
1400 | M7-0355 | Controls, PLC, SS-174 | ELV | None | 174 | PLC | EATON CONTROLLER | ELC-PC12NNDR | ELC-PC12NNDR |  | ICS-OCEUC001 | ELCSoft 2010 Version 2.02 | None | OCEUC001 | OCFACAAIOZ | N | O&C USS-174
2015-201 | M7-0355 | Ethernet Gateway, Field Server FS-B2011 [FIC1534] | HVC | KCCS Utility |  | Controls-Gateway | FieldServer | FS-B2011 | [5 empty] | FIC1534 | OCFUCU0000
2015-202 | M7-0355 | Ethernet Gateway, BTU Meter [FIC1554] | HVC | KCCS Utility |  | Gateway | B&B Electronics | Vlinx MESR921-ST | [5 empty] | FIC1554 | OCFUCU0000
2015-204 | M7-0355 | Ethernet Gateway, BTU Meter [FIC1556] | HVC | KCCS Utility |  | Gateway | B&B Electronics | Vlinx MESR921-ST | [5 empty] | FIC1556 | OCFUCU0000
2015-393 | M7-0355 | Controls, BAS, FMRP.20 | HVC | ARCNET |  | ARCNET | Andover | CX9200 | [5 empty] | OCAUC006 | OCFHVC0000 | N
2015-417 | M7-0355 | Controls, PLC, O&C [FIC4100] | HVC | KCCS Utility |  | PLC | Schneider Electric | Modicon Quantum | 140 CPU 113 02 |  | ICS-OCAUC003 |  |  | OCAUC003 | OCFUCU0000
2016-0002 | M7-0355 | Workstation, BAS, IOZwktsn | HVC |  |  | Controls-Workstation | Flickinger, Bruce | Flickinger, Bruce | TBD |  |  | TBD | TBD | OCAUC004 | OCFHVC0000 | N
2016-0009 | M7-0355 | Ethernet Gateway, IOZ Metasys [FIC1558] | HVC | KCCS Utility |  | Controls-Gateway | Johnson Controls | Comtrol | DeviceMaster 99542-5 |  |  |  |  | FIC1558 | OCFUCU0000
2016-1107 | M7-0355 | RELAY OC, MET#58692CAL CO WEST | EHV |  |  | Relays-MV |  | N/A |  |  | N/A |  |  | OCE3500001 | OCFACC0000
2016-1108 | M7-0355 | RELAY OC MET#58716CAL CO WEST | EHV |  |  | Relays-MV |  | N/A |  |  | N/A |  |  | OCE4500001 | OCFACC0000
2016-1109 | M7-0355 | RELAY OC MET#58720CAL CO WEST | EHV |  |  | Relays-MV |  | N/A |  |  | N/A |  |  | OCE4600001 | OCFACC0000
168 | M7-0360 | FACP | PSY |  |  | FA | SIMPLEX | 4100T | FACP |  |  | REV 4.05.07 | None | S1F41001 | S1FFA00000 | Y
769 | M7-0360 | Control Panel, RIP-9 | HVC | None |  | infinet | Andover | DCX250 |  |  |  | Continuum 1.94, Ver.201 | None | S1AUC362 | S1FHVAA000 | N | INFNET ID 226, FMRP.03
770 | M7-0360 | Control Panel, RIP-10 | HVC | None |  | infinet | Andover | DCX250 |  |  |  | Continuum 1.94, Ver.201 | None | S1AUC363 | S1FHVAA000 | N | INFNET ID 229, FMRP.03
771 | M7-0360 | Control Panel, RIP-8 | HVC | None |  | infinet | Andover | DCX250 |  |  |  | Continuum 1.94, Ver.201 | None | S1AUC361 | S1FHVAA000 | N | INFNET ID 225, FMRP.03
774 | M7-0360 | Control Panel, RIP-5 | HVC | None |  | infinet | Andover | DCX250 |  |  |  | Continuum 1.94, Ver.201 | None | S1AUC358 | S1FHVAA000 | N | INFNET ID 226, FMRP.02
775 | M7-0360 | Control Panel, RIP-6 | HVC | None |  | infinet | Andover | DCX250 |  |  |  | Continuum 1.94, Ver.201 | None | S1AUC359 | S1FHVAA000 | N | INFNET ID 228, FMRP.02
776 | M7-0360 | Control Panel, RIP-7 | HVC | None |  | infinet | Andover | DCX250 |  |  |  | Continuum 1.94, Ver.201 | None | S1AUC360 | S1FHVAA000 | N | INFNET ID 266, FMRP.02
777 | M7-0360 | Control Panel, RIP-1 | HVC | None |  | infinet | Andover | DCX250 |  |  |  | Continuum 1.94, Ver.201 | None | S1AUC354 | S1FHVAA000 | N | INFNET ID 228, FMRP.01
778 | M7-0360 | Control Panel, RIP-2 | HVC | None |  | infinet | Andover | DCX250 |  |  |  | Continuum 1.94, Ver.201 | None | S1AUC355 | S1FHVAA000 | N | INFNET ID 224, FMRP.01
779 | M7-0360 | Control Panel, RIP-3 | HVC | None |  | infinet | Andover | DCX250 |  |  |  | Continuum 1.94, Ver.201 | None | S1AUC356 | S1FHVAA000 | N | INFNET ID 227, FMRP.01
780 | M7-0360 | Control Panel, RIP-4 | HVC | None |  | infinet | Andover | DCX250 |  |  |  | Continuum 1.94, Ver.201 | None | S1AUC357 | S1FHVAA000 | N | INFNET ID 225, FMRP.01
781 | M7-0360 | Control Panel, RIP-12 | HVC | None |  | infinet | Andover | DCX250 |  |  |  | Continuum 1.94, Ver.201 | None | S1AUC365 | S1FHVAA000 | N | INFNET ID 230, FMRP.01
782 | M7-0360 | Control Panel, RIP-11 | HVC | None |  | infinet | Andover | DCX250 |  |  |  | Continuum 1.94, Ver.201 | None | S1AUC364 | S1FHVAA000 | N | INFNET ID 226, FMRP.01
818 | M7-0360 | Controls, BAS, CHWP-5R | HVC | None |  | infinet | Andover | SCX900 |  |  |  | Continuum 1.94, Ver.201 | None | S1AUC106 | S1FHVAA000 | N | INFNET ID 95, FMRP.01
820 | M7-0360 | LAB MASTER | HVC | None |  | infinet | Andover | SCX900 |  |  |  | Continuum 1.94, Ver.201 | None | M7-0360HVCUC | S1FHVAA000 | N | INFNET ID 95, FMRP.01
822 | M7-0360 | Controls, BAS, AIIP-43 | HVC | None |  | infinet | Andover | SCX900 |  |  |  | Continuum 1.94, Ver.201 | None | S1AUC058 | S1FHVAA000 | N | INFNET ID 43, FMRP.02
823 | M7-0360 | Controls, BAS, AIIP-1 | HVC | None |  | infinet | Andover | SCX900 |  |  |  | Continuum 1.94, Ver.201 | None | S1AUC017 | S1FHVAA000 | N | INFNET ID 1, FMRP.01
826 | M7-0360 | Controls, BAS, AIIP-2 | HVC | None |  | infinet | Andover | SCX900 |  |  |  | Continuum 1.94, Ver.201 | None | S1AUC018 | S1FHVAA000 | N | INFNET ID 2, FMRP.01
827 | M7-0360 | Controls, BAS, AIIP-3 | HVC | None |  | infinet | Andover | SCX900 |  |  |  | Continuum 1.94, Ver.201 | None | S1AUC019 | S1FHVAA000 | N | INFNET ID 3, FMRP.01
828 | M7-0360 | Controls, BAS, AIIP-31 | HVC | None |  | infinet | Andover | SCX900 |  |  |  | Continuum 1.94, Ver.201 | None | S1AUC044 | S1FHVAA000 | N | INFNET ID 30, FMRP.01
829 | M7-0360 | Controls, BAS, AIIP-34 | HVC | None |  | infinet | Andover | SCX900 |  |  |  | Continuum 1.94, Ver.201 | None | S1AUC047 | S1FHVAA000 | N | INFNET ID 33, FMRP.01
830 | M7-0360 | Controls, BAS, AIIP-3A | HVC | None |  | infinet | Andover | SCX900 |  |  |  | Continuum 1.94, Ver.201 | None | S1AUC053 | S1FHVAA000 | N | INFNET ID 4, FMRP.01
834 | M7-0360 | Controls, BAS, AIIP-4 | HVC | None |  | infinet | Andover | SCX900 |  |  |  | Continuum 1.94, Ver.201 | None | S1AUC020 | S1FHVAA000 | N | INFNET ID 5, FMRP.01
836 | M7-0360 | Controls, BAS, AIIP-44 | HVC | None |  | infinet | Andover | SCX900 |  |  |  | Continuum 1.94, Ver.201 | None | S1AUC059 | S1FHVAA000 | N | INFNET ID 44, FMRP.01
837 | M7-0360 | Controls, BAS, AIIP-46 | HVC | None |  | infinet | Andover | SCX900 |  |  |  | Continuum 1.94, Ver.201 | None | S1AUC060 | S1FHVAA000 | N | INFNET ID 45, FMRP.01
838 | M7-0360 | Controls, BAS, AIIP-47 | HVC | None |  | infinet | Andover | SCX900 |  |  |  | Continuum 1.94, Ver.201 | None | S1AUC061 | S1FHVAA000 | N | INFNET ID 46, FMRP.01
840 | M7-0360 | Controls, BAS, AIIP-4A | HVC | None |  | infinet | Andover | SCX900 |  |  |  | Continuum 1.94, Ver.201 | None | S1AUC064 | S1FHVAA000 | N | INFNET ID 6, FMRP.01
843 | M7-0360 | Controls, BAS, AIIP-5 | HVC | None |  | infinet | Andover | SCX900 |  |  |  | Continuum 1.94, Ver.201 | None | S1AUC021 | S1FHVAA000 | N | INFNET ID 7, FMRP.01
845 | M7-0360 | Controls, BAS, HWP-9.11 | HVC | None |  | infinet | Andover | SCX900 |  |  |  | Continuum 1.94, Ver.201 | None | S1AUC164 | S1FHVAA000 | N | INFNET ID 64, FMRP.03
847 | M7-0360 | Controls, BAS, AIIP-40 | HVC | None |  | infinet | Andover | SCX900 |  |  |  | Continuum 1.94, Ver.201 | None | S1AUC054 | S1FHVAA000 | N | INFNET ID 39, FMRP.02
849 | M7-0360 | Controls, BAS, AIIP-41 | HVC | None |  | infinet | Andover | SCX900 |  |  |  | Continuum 1.94, Ver.201 | None | S1AUC055 | S1FHVAA000 | N | INFNET ID 40, FMRP.02
851 | M7-0360 | Controls, BAS, AIIP-28 | HVC | None |  | infinet | Andover | SCX900 |  |  |  | Continuum 1.94, Ver.201 | None | S1AUC041 | S1FHVAA000 | N | INFNET ID 27, FMRP.02
853 | M7-0360 | Controls, BAS, AIIP-30 | HVC | None |  | infinet | Andover | SCX900 |  |  |  | Continuum 1.94, Ver.201 | None | S1AUC043 | S1FHVAA000 | N | INFNET ID 29, FMRP.02
867 | M7-0360 | Controls, BAS, AIIP-32 | HVC | None |  | infinet | Andover | SCX900 |  |  |  | Continuum 1.94, Ver.201 | None | S1AUC045 | S1FHVAA000 | N | INFNET ID 92, FMRP.02
869 | M7-0360 | Controls, BAS, AIIP-33 | HVC | None |  | infinet | Andover | SCX900 |  |  |  | Continuum 1.94, Ver.201 | None | S1AUC046 | S1FHVAA000 | N | INFNET ID 32, FMRP.02
871 | M7-0360 | Controls, BAS, AIIP-37 | HVC | None |  | infinet | Andover | SCX900 |  |  |  | Continuum 1.94, Ver.201 | None | S1AUC050 | S1FHVAA000 | N | INFNET ID 36, FMRP.02
873 | M7-0360 | Controls, BAS, AIIP-38 | HVC | None |  | infinet | Andover | SCX900 |  |  |  | Continuum 1.94, Ver.201 | None | S1AUC051 | S1FHVAA000 | N | INFNET ID 37, FMRP.02
876 | M7-0360 | Controls, BAS, AIIP-39 | HVC | None |  | infinet | Andover | SCX900 |  |  |  | Continuum 1.94, Ver.201 | None | S1AUC052 | S1FHVAA000 | N | INFNET ID 38, FMRP.02
877 | M7-0360 | Controls, BAS, AIIP-10 | HVC | None |  | infinet | Andover | SCX900 |  |  |  | Continuum 1.94, Ver.201 | None | S1AUC026 | S1FHVAA000 | N | INFNET ID 19, FMRP.03
879 | M7-0360 | Controls, BAS, AIIP-25 | HVC | None |  | infinet | Andover | SCX900 |  |  |  | Continuum 1.94, Ver.201 | None | S1AUC038 | S1FHVAA000 | N | INFNET ID 11, FMRP.03
881 | M7-0360 | Controls, BAS, AIIP-29 | HVC | None |  | infinet | Andover | SCX900 |  |  |  | Continuum 1.94, Ver.201 | None | S1AUC042 | S1FHVAA000 | N | INFNET ID 10, FMRP.03
882 | M7-0360 | Controls, BAS, AIIP-48 | HVC | None |  | infinet | Andover | SCX900 |  |  |  | Continuum 1.94, Ver.201 | None | S1AUC062 | S1FHVAA000 | N | INFNET ID 47, FMRP.03
883 | M7-0360 | Controls, BAS, AIIP-51 | HVC | None |  | infinet | Andover | SCX900 |  |  |  | Continuum 1.94, Ver.201 | None | S1AUC066 | S1FHVAA000 | N | INFNET ID 13, FMRP.03
884 | M7-0360 | Controls, BAS, AIIP-53 | HVC | None |  | infinet | Andover | SCX900 |  |  |  | Continuum 1.94, Ver.201 | None | S1AUC068 | S1FHVAA000 | N | INFNET ID 14, FMRP.03
885 | M7-0360 | Controls, BAS, AIIP-54 | HVC | None |  | infinet | Andover | SCX900 |  |  |  | Continuum 1.94, Ver.201 | None | S1AUC069 | S1FHVAA000 | N | INFNET ID 7, FMRP.03
886 | M7-0360 | Controls, BAS, AIIP-55 | HVC | None |  | infinet | Andover | SCX900 |  |  |  | Continuum 1.94, Ver.201 | None | S1AUC070 | S1FHVAA000 | N | INFNET ID 54, FMRP.03
887 | M7-0360 | Controls, BAS, AIIP-6 | HVC | None |  | infinet | Andover | SCX900 |  |  |  | Continuum 1.94, Ver.201 | None | S1AUC022 | S1FHVAA000 | N | INFNET ID 8, FMRP.03
888 | M7-0360 | Controls, BAS, AIIP-8 | HVC | None |  | infinet | Andover | SCX900 |  |  |  | Continuum 1.94, Ver.201 | None | S1AUC024 | S1FHVAA000 | N | INFNET ID 6, FMRP.03
889 | M7-0360 | Controls, BAS, CHWP-1.5N | HVC | None |  | infinet | Andover | SCX900 |  |  |  | Continuum 1.94, Ver.201 | None | S1AUC103 | S1FHVAA000 | N | INFNET ID 12, FMRP.03
890 | M7-0360 | Controls, BAS, CHWP-2.4 | HVC | None |  | infinet | Andover | SCX900 |  |  |  | Continuum 1.94, Ver.201 | None | S1AUC104 | S1FHVAA000 | N | INFNET ID 17, FMRP.03
893 | M7-0360 | Controls, BAS, EMS-A | HVC | None |  | infinet | Andover | DCX800 |  |  |  | Continuum 1.94, Ver.201 | None | S1AUC108 | S1FECAA000 | N | INFNET ID 7, FMRP.04
894 | M7-0360 | Controls, BAS, EMS-B | HVC | None |  | infinet | Andover | DCX800 |  |  |  | Continuum 1.94, Ver.201 | None | S1AUC109 | S1FECAA000 | N | INFNET ID 4, FMRP.04
895 | M7-0360 | Controls, BAS, EMS-C | HVC | None |  | infinet | Andover | DCX800 |  |  |  | Continuum 1.94, Ver.201 | None | S1AUC110 | S1FECAA000 | N | INFNET ID 9, FMRP.04
896 | M7-0360 | Controls, BAS, EMS-D | HVC | None |  | infinet | Andover | DCX800 |  |  |  | Continuum 1.94, Ver.201 | None | S1AUC111 | S1FECAA000 | N | INFNET ID 8, FMRP.04
897 | M7-0360 | Controls, BAS, EMS-E | HVC | None |  | infinet | Andover | DCX800 |  |  |  | Continuum 1.94, Ver.201 | None | S1AUC112 | S1FECAA000 | N | INFNET ID 5, FMRP.04
898 | M7-0360 | Controls, BAS, EMS-F | HVC | None |  | infinet | Andover | DCX800 |  |  |  | Continuum 1.94, Ver.201 | None | S1AUC113 | S1FECAA000 | N | INFNET ID 2, FMRP.04
899 | M7-0360 | Controls, BAS, EMS-G | HVC | None |  | infinet | Andover | DCX800 |  |  |  | Continuum 1.94, Ver.201 | None | S1AUC114 | S1FECAA000 | N | INFNET ID 1, FMRP.04
900 | M7-0360 | Controls, BAS, EMS-H | HVC | None |  | infinet | Andover | DCX800 |  |  |  | Continuum 1.94, Ver.201 | None | S1AUC115 | S1FECAA000 | N | INFNET ID 3, FMRP.04
901 | M7-0360 | Controls, BAS, EMS-I | HVC | None |  | infinet | Andover | DCX800 |  |  |  | Continuum 1.94, Ver.201 | None | S1AUC116 | S1FECAA000 | N | INFNET ID 6, FMRP.04
902 | M7-0360 | Controls, BAS, EMS-J | HVC | None |  | infinet | Andover | DCX800 |  |  |  | Continuum 1.94, Ver.201 | None | S1AUC117 | S1FECAA000 | N | INFNET ID 13, FMRP.04
903 | M7-0360 | Controls, BAS, EMS-K | HVC | None |  | infinet | Andover | DCX800 |  |  |  | Continuum 1.94, Ver.201 | None | S1AUC118 | S1FECAA000 | N | INFNET ID 10, FMRP.04
904 | M7-0360 | Controls, BAS, EMS-L | HVC | None |  | infinet | Andover | DCX800 |  |  |  | Continuum 1.94, Ver.201 | None | S1AUC119 | S1FECAA000 | N | INFNET ID 12, FMRP.04
905 | M7-0360 | Controls, BAS, EMS-M | HVC | None |  | infinet | Andover | DCX800 |  |  |  | Continuum 1.94, Ver.201 | None | S1AUC120 | S1FECAA000 | N | INFNET ID 11, FMRP.04
906 | M7-0360 | Controls, BAS, EMS-N | HVC | None |  | infinet | Andover | DCX800 |  |  |  | Continuum 1.94, Ver.201 | None | S1AUC121 | S1FECAA000 | N | INFNET ID 14, FMRP.04
907 | M7-0360 | Controls, BAS, EMS-O | HVC | None |  | infinet | Andover | DCX800 |  |  |  | Continuum 1.94, Ver.201 | None | S1AUC122 | S1FECAA000 | N | INFNET ID 15, FMRP.04
917 | M7-0360 | Controls, BAS, Freezer/Refrigerator | HVC | None |  | infinet | Andover | DCX850 |  |  |  | Continuum 1.94, Ver.201 | None | S1AUC126 | S1FHVAA000 | N | INFNET ID 113, FMRP.01
918 | M7-0360 | Controls, BAS, FTU-1 | HVC | None |  | infinet | Andover | DCX850 |  |  |  | Continuum 1.94, Ver.201 | None | S1AUC127 | S1FHVAA000 | N | INFNET ID 109, FMRP.01
919 | M7-0360 | Controls, BAS, FTU-10 | HVC | None |  | infinet | Andover | DCX850 |  |  |  | Continuum 1.94, Ver.201 | None | S1AUC136 | S1FHVAA000 | N | INFNET ID 91, FMRP.03
920 | M7-0360 | Controls, BAS, VAV-101 | HVC | None |  | infinet | Andover | DCX850 |  |  |  | Continuum 1.94, Ver.201 | None | S1AUC168 | S1FHVAA000 | N | INFNET ID 100, FMRP.01
921 | M7-0360 | Controls, BAS, VAV-102 | HVC | None |  | infinet | Andover | DCX850 |  |  |  | Continuum 1.94, Ver.201 | None | S1AUC169 | S1FHVAA000 | N | INFNET ID 99, FMRP.01
922 | M7-0360 | Controls, BAS, VAV-103 | HVC | None |  | infinet | Andover | DCX850 |  |  |  | Continuum 1.94, Ver.201 | None | S1AUC170 | S1FHVAA000 | N | INFNET ID 38, FMRP.01
923 | M7-0360 | Controls, BAS, VAV-104 | HVC | None |  | infinet | Andover | DCX850 |  |  |  | Continuum 1.94, Ver.201 | None | S1AUC171 | S1FHVAA000 | N | INFNET ID 66, FMRP.01
934 | M7-0360 | Controls, BAS, VAV-341 | HVC | None |  | infinet | Andover | DCX850 |  |  |  | Continuum 1.94, Ver.201 | None | S1AUC315 | S1FHVAA000 | N | INFNET ID 31, FMRP.03
935 | M7-0360 | Controls, BAS, VAV-342 | HVC | None |  | infinet | Andover | DCX850 |  |  |  | Continuum 1.94, Ver.201 | None | S1AUC316 | S1FHVAA000 | N | INFNET ID 87, FMRP.03
936 | M7-0360 | Controls, BAS, VAV-343 | HVC | None |  | infinet | Andover | DCX850 |  |  |  | Continuum 1.94, Ver.201 | None | S1AUC317 | S1FHVAA000 | N | INFNET ID 104, FMRP.03
937 | M7-0360 | Controls, BAS, VAV-344 | HVC | None |  | infinet | Andover | DCX850 |  |  |  | Continuum 1.94, Ver.201 | None | S1AUC318 | S1FHVAA000 | N | INFNET ID 41, FMRP.03
938 | M7-0360 | Controls, BAS, VAV-345 | HVC | None |  | infinet | Andover | DCX850 |  |  |  | Continuum 1.94, Ver.201 | None | S1AUC319 | S1FHVAA000 | N | INFNET ID 32, FMRP.03
939 | M7-0360 | Controls, BAS, VAV-346 | HVC | None |  | infinet | Andover | DCX850 |  |  |  | Continuum 1.94, Ver.201 | None | S1AUC320 | S1FHVAA000 | N | INFNET ID 86, FMRP.03
940 | M7-0360 | Controls, BAS, VAV-347 | HVC | None |  | infinet | Andover | DCX850 |  |  |  | Continuum 1.94, Ver.201 | None | S1AUC321 | S1FHVAA000 | N | INFNET ID 62, FMRP.03
941 | M7-0360 | Controls, BAS, VAV-348 | HVC | None |  | infinet | Andover | DCX850 |  |  |  | Continuum 1.94, Ver.201 | None | S1AUC322 | S1FHVAA000 | N | INFNET ID 80, FMRP.03
942 | M7-0360 | Controls, BAS, VAV-349 | HVC | None |  | infinet | Andover | DCX850 |  |  |  | Continuum 1.94, Ver.201 | None | S1AUC323 | S1FHVAA000 | N | INFNET ID 76, FMRP.03
943 | M7-0360 | Controls, BAS, VAV-350 | HVC | None |  | infinet | Andover | DCX850 |  |  |  | Continuum 1.94, Ver.201 | None | S1AUC324 | S1FHVAA000 | N | INFNET ID 22, FMRP.03
944 | M7-0360 | Controls, BAS, VAV-351 | HVC | None |  | infinet | Andover | DCX850 |  |  |  | Continuum 1.94, Ver.201 | None | S1AUC325 | S1FHVAA000 | N | INFNET ID 75, FMRP.03
945 | M7-0360 | Controls, BAS, VAV-352 | HVC | None |  | infinet | Andover | DCX850 |  |  |  | Continuum 1.94, Ver.201 | None | S1AUC326 | S1FHVAA000 | N | INFNET ID 93, FMRP.03
946 | M7-0360 | Controls, BAS, VAV-353 | HVC | None |  | infinet | Andover | DCX850 |  |  |  | Continuum 1.94, Ver.201 | None | S1AUC327 | S1FHVAA000 | N | INFNET ID 96, FMRP.03
947 | M7-0360 | Controls, BAS, VAV-354 | HVC | None |  | infinet | Andover | DCX850 |  |  |  | Continuum 1.94, Ver.201 | None | S1AUC328 | S1FHVAA000 | N | INFNET ID 28, FMRP.03
948 | M7-0360 | Controls, BAS, VAV-355 | HVC | None |  | infinet | Andover | DCX850 |  |  |  | Continuum 1.94, Ver.201 | None | S1AUC329 | S1FHVAA000 | N | INFNET ID 27, FMRP.03
949 | M7-0360 | Controls, BAS, VAV-356 | HVC | None |  | infinet | Andover | DCX850 |  |  |  | Continuum 1.94, Ver.201 | None | S1AUC330 | S1FHVAA000 | N | INFNET ID 24, FMRP.03
950 | M7-0360 | Controls, BAS, VAV-357 | HVC | None |  | infinet | Andover | DCX850 |  |  |  | Continuum 1.94, Ver.201 | None | S1AUC331 | S1FHVAA000 | N | INFNET ID 94, FMRP.03
951 | M7-0360 | Controls, BAS, VAV-358 | HVC | None |  | infinet | Andover | DCX850 |  |  |  | Continuum 1.94, Ver.201 | None | S1AUC332 | S1FHVAA000 | N | INFNET ID 26, FMRP.03
962 | M7-0360 | Controls, BAS, VAV-359 | HVC | None |  | infinet | Andover | DCX850 |  |  |  | Continuum 1.94, Ver.201 | None | S1AUC333 | S1FHVAA000 | N | INFNET ID 84, FMRP.0
963 | M7-0360 | Controls, BAS, VAV-360 | HVC | None |  | infinet | Andover | DCX850 |  |  |  | Continuum 1.94, Ver.201 | None | S1AUC334 | S1FHVAA000 | N | INFNET ID 70, FMRP.03
964 | M7-0360 | Controls, BAS, VAV-361 | HVC | None |  | infinet | Andover | DCX850 |  |  |  | Continuum 1.94, Ver.201 | None | S1AUC335 | S1FHVAA000 | N | INFNET ID 83, FMRP.03
965 | M7-0360 | Controls, BAS, VAV-362 | HVC | None |  | infinet | Andover | DCX850 |  |  |  | Continuum 1.94, Ver.201 | None | S1AUC336 | S1FHVAA000 | N | INFNET ID 20, FMRP.03
966 | M7-0360 | Controls, BAS, M7-361 | HVC | None |  | infinet | Andover | DCX850 |  |  |  | Continuum 1.94, Ver.201 | None | S1AUC366 | S1FHVAA000 | N | INFNET ID 109, FMRP.03
967 | M7-0360 | Controls, BAS, VAV-301 | HVC | None |  | infinet | Andover | DCX850 |  |  |  | Continuum 1.94, Ver.201 | None | S1AUC271 | S1FHVAA000 | N | INFNET ID 45, FMRP.03
968 | M7-0360 | Controls, BAS, VAV-301A | HVC | None |  | infinet | Andover | DCX850 |  |  |  | Continuum 1.94, Ver.201 | None | S1AUC272 | S1FHVAA000 | N | INFNET ID 71, FMRP.03
969 | M7-0360 | Controls, BAS, VAV-302 | HVC | None |  | infinet | Andover | DCX850 |  |  |  | Continuum 1.94, Ver.201 | None | S1AUC273 | S1FHVAA000 | N | INFNET ID 90, FMRP.03
970 | M7-0360 | Controls, BAS, VAV-303 | HVC | None |  | infinet | Andover | DCX850 |  |  |  | Continuum 1.94, Ver.201 | None | S1AUC274 | S1FHVAA000 | N | INFNET ID 88, FMRP.03
971 | M7-0360 | Controls, BAS, VAV-304 | HVC | None |  | infinet | Andover | DCX850 |  |  |  | Continuum 1.94, Ver.201 | None | S1AUC275 | S1FHVAA000 | N | INFNET ID 46, FMRP.03
972 | M7-0360 | Controls, BAS, VAV-305 | HVC | None |  | infinet | Andover | DCX850 |  |  |  | Continuum 1.94, Ver.201 | None | S1AUC276 | S1FHVAA000 | N | INFNET ID 105, FMRP.03
973 | M7-0360 | Controls, BAS, VAV-306 | HVC | None |  | infinet | Andover | DCX850 |  |  |  | Continuum 1.94, Ver.201 | None | S1AUC277 | S1FHVAA000 | N | INFNET ID 92, FMRP.03
974 | M7-0360 | Controls, BAS, VAV-307 | HVC | None |  | infinet | Andover | DCX850 |  |  |  | Continuum 1.94, Ver.201 | None | S1AUC278 | S1FHVAA000 | N | INFNET ID 44, FMRP.03
975 | M7-0360 | Controls, BAS, VAV-308 | HVC | None |  | infinet | Andover | DCX850 |  |  |  | Continuum 1.94, Ver.201 | None | S1AUC279 | S1FHVAA000 | N | INFNET ID 34, FMRP.03
976 | M7-0360 | Controls, BAS, VAV-308A | HVC | None |  | infinet | Andover | DCX850 |  |  |  | Continuum 1.94, Ver.201 | None | S1AUC280 | S1FHVAA000 | N | INFNET ID 108, FMRP.03
977 | M7-0360 | Controls, BAS, VAV-308B | HVC | None |  | infinet | Andover | DCX850 |  |  |  | Continuum 1.94, Ver.201 | None | S1AUC281 | S1FHVAA000 | N | INFNET ID 69, FMRP.03
978 | M7-0360 | Controls, BAS, VAV-309 | HVC | None |  | infinet | Andover | DCX850 |  |  |  | Continuum 1.94, Ver.201 | None | S1AUC282 | S1FHVAA000 | N | INFNET ID 3, FMRP.03
979 | M7-0360 | Controls, BAS, VAV-310 | HVC | None |  | infinet | Andover | DCX850 |  |  |  | Continuum 1.94, Ver.201 | None | S1AUC283 | S1FHVAA000 | N | INFNET ID 97, FMRP.03
980 | M7-0360 | Controls, BAS, VAV-311 | HVC | None |  | infinet | Andover | DCX850 |  |  |  | Continuum 1.94, Ver.201 | None | S1AUC284 | S1FHVAA000 | N | INFNET ID 99, FMRP.03
981 | M7-0360 | Controls, PLC, SSPF Elevator #1, Lobby, Rm. 1043 | ELEV | None |  | PLC | Smartrise | 305 | TISOFT |  |  | TISOFT SERIES 305 ** Proprietary ** | EPROM | S1601001-01 | S1FEVAB000 | N
982 | M7-0360 | Controls, PLC, SSPF Elevator #2, Lobby, Rm. 1043 | ELEV | None |  | PLC | Smartrise | 305 | TISOFT |  |  | TISOFT SERIES 305 ** Proprietary ** | EPROM | S1602001-01 | S1FEVAB000 | N
983 | M7-0360 | Controls, PLC, SSPF Elevator #3, Rm. 1210 E Entry | ELEV | None |  | PLC | SIEMENS | Siamatic | 305 |  |  | Direct soft 6 Automation Direct | Automation Direct DCU required to connect with lapotop | S1603001-01 | S1FEVAB000 | Y
984 | M7-0360 | Controls, PLC, SSPF Elevator #4, Rm. 1210 E Entry | ELEV | None |  | PLC | SIEMENS | Siamatic | 305 |  |  | Directsoft 6 Automation Direct | Automation Direct DCU required to connect with lapotop | S1604001-01 | S1FEVAB000 | Y
985 | M7-0360 | Controls, PLC, SSPF Elevator #5, W Entry Freight Dock | ELEV | None |  | PLC | Smartrise | 305 | TISOFT |  |  | TISOFT SERIES 305 ** Proprietary ** | EPROM | S1605001-01 | S1FEVAA000 | N
990 | M7-0360 | Controls, BAS, VAV-312 | HVC | None |  | infinet | Andover | DCX850 |  |  |  | Continuum 1.94, Ver.201 | None | S1AUC285 | S1FHVAA000 | N | INFNET ID 100, FMRP.03
991 | M7-0360 | Controls, BAS, VAV-313 | HVC | None |  | infinet | Andover | DCX850 |  |  |  | Continuum 1.94, Ver.201 | None | S1AUC286 | S1FHVAA000 | N | INFNET ID 100, FMRP.03
992 | M7-0360 | Controls, BAS, VAV-314 | HVC | None |  | infinet | Andover | DCX850 |  |  |  | Continuum 1.94, Ver.201 | None | S1AUC287 | S1FHVAA000 | N | INFNET ID 98, FMRP.03
993 | M7-0360 | Controls, BAS, VAV-315 | HVC | None |  | infinet | Andover | DCX850 |  |  |  | Continuum 1.94, Ver.201 | None | S1AUC288 | S1FHVAA000 | N | INFNET ID 102, FMRP.03
994 | M7-0360 | Controls, BAS, VAV-315A | HVC | None |  | infinet | Andover | DCX850 |  |  |  | Continuum 1.94, Ver.201 | None | S1AUC289 | S1FHVAA000 | N | INFNET ID 63, FMRP.03
995 | M7-0360 | Controls, BAS, VAV-316 | HVC | None |  | infinet | Andover | DCX850 |  |  |  | Continuum 1.94, Ver.201 | None | S1AUC290 | S1FHVAA000 | N | INFNET ID 110, FMRP.03
996 | M7-0360 | Controls, BAS, VAV-317 | HVC | None |  | infinet | Andover | DCX850 |  |  |  | Continuum 1.94, Ver.201 | None | S1AUC291 | S1FHVAA000 | N | INFNET ID 43, FMRP.03
997 | M7-0360 | Controls, BAS, VAV-318 | HVC | None |  | infinet | Andover | DCX850 |  |  |  | Continuum 1.94, Ver.201 | None | S1AUC292 | S1FHVAA000 | N | INFNET ID 30, FMRP.03
998 | M7-0360 | Controls, BAS, VAV-319 | HVC | None |  | infinet | Andover | DCX850 |  |  |  | Continuum 1.94, Ver.201 | None | S1AUC293 | S1FHVAA000 | N | INFNET ID 103, FMRP.03
999 | M7-0360 | Controls, BAS, VAV-320 | HVC | None |  | infinet | Andover | DCX850 |  |  |  | Continuum 1.94, Ver.201 | None | S1AUC294 | S1FHVAA000 | N | INFNET ID 37, FMRP.03
1000 | M7-0360 | Controls, BAS, VAV-321 | HVC | None |  | infinet | Andover | DCX850 |  |  |  | Continuum 1.94, Ver.201 | None | S1AUC295 | S1FHVAA000 | N | INFNET ID 33, FMRP.03
1001 | M7-0360 | Controls, BAS, VAV-322 | HVC | None |  | infinet | Andover | DCX850 |  |  |  | Continuum 1.94, Ver.201 | None | S1AUC296 | S1FHVAA000 | N | INFNET ID 38, FMRP.03
1002 | M7-0360 | Controls, BAS, VAV-323 | HVC | None |  | infinet | Andover | DCX850 |  |  |  | Continuum 1.94, Ver.201 | None | S1AUC297 | S1FHVAA000 | N | INFNET ID 40, FMRP.03
1003 | M7-0360 | Controls, BAS, VAV-324 | HVC | None |  | infinet | Andover | DCX850 |  |  |  | Continuum 1.94, Ver.201 | None | S1AUC298 | S1FHVAA000 | N | INFNET ID 91, FMRP.03
1004 | M7-0360 | Controls, BAS, VAV-325 | HVC | None |  | infinet | Andover | DCX850 |  |  |  | Continuum 1.94, Ver.201 | None | S1AUC299 | S1FHVAA000 | N | INFNET ID 42, FMRP.03
1005 | M7-0360 | Controls, BAS, VAV-326 | HVC | None |  | infinet | Andover | DCX850 |  |  |  | Continuum 1.94, Ver.201 | None | S1AUC300 | S1FHVAA000 | N | INFNET ID 89, FMRP.03
1006 | M7-0360 | Controls, BAS, VAV-327 | HVC | None |  | infinet | Andover | DCX850 |  |  |  | Continuum 1.94, Ver.201 | None | S1AUC301 | S1FHVAA000 | N | INFNET ID 39, FMRP.03
1007 | M7-0360 | Controls, BAS, VAV-328 | HVC | None |  | infinet | Andover | DCX850 |  |  |  | Continuum 1.94, Ver.201 | None | S1AUC302 | S1FHVAA000 | N | INFNET ID 78, FMRP.03
1008 | M7-0360 | Controls, BAS, VAV-329 | HVC | None |  | infinet | Andover | DCX850 |  |  |  | Continuum 1.94, Ver.201 | None | S1AUC303 | S1FHVAA000 | N | INFNET ID 60, FMRP.03
1009 | M7-0360 | Controls, BAS, VAV-330 | HVC | None |  | infinet | Andover | DCX850 |  |  |  | Continuum 1.94, Ver.201 | None | S1AUC304 | S1FHVAA000 | N | INFNET ID 79, FMRP.03
1010 | M7-0360 | Controls, BAS, VAV-331 | HVC | None |  | infinet | Andover | DCX850 |  |  |  | Continuum 1.94, Ver.201 | None | S1AUC305 | S1FHVAA000 | N | INFNET ID 72, FMRP.03
1011 | M7-0360 | Controls, BAS, VAV-332 | HVC | None |  | infinet | Andover | DCX850 |  |  |  | Continuum 1.94, Ver.201 | None | S1AUC306 | S1FHVAA000 | N | INFNET ID 77, FMRP.03
1012 | M7-0360 | Controls, BAS, VAV-333 | HVC | None |  | infinet | Andover | DCX850 |  |  |  | Continuum 1.94, Ver.201 | None | S1AUC307 | S1FHVAA000 | N | INFNET ID 85, FMRP.03
1013 | M7-0360 | Controls, BAS, VAV-334 | HVC | None |  | infinet | Andover | DCX850 |  |  |  | Continuum 1.94, Ver.201 | None | S1AUC308 | S1FHVAA000 | N | INFNET ID 81, FMRP.03
1014 | M7-0360 | Controls, BAS, VAV-335 | HVC | None |  | infinet | Andover | DCX850 |  |  |  | Continuum 1.94, Ver.201 | None | S1AUC309 | S1FHVAA000 | N | INFNET ID 4, FMRP.03
1015 | M7-0360 | Controls, BAS, VAV-336 | HVC | None |  | infinet | Andover | DCX850 |  |  |  | Continuum 1.94, Ver.201 | None | S1AUC310 | S1FHVAA000 | N | INFNET ID 5, FMRP.03
1016 | M7-0360 | Controls, BAS, VAV-337 | HVC | None |  | infinet | Andover | DCX850 |  |  |  | Continuum 1.94, Ver.201 | None | S1AUC311 | S1FHVAA000 | N | INFNET ID 2, FMRP.03
1017 | M7-0360 | Controls, BAS, VAV-338 | HVC | None |  | infinet | Andover | DCX850 |  |  |  | Continuum 1.94, Ver.201 | None | S1AUC312 | S1FHVAA000 | N | INFNET ID 74, FMRP.03
1018 | M7-0360 | Controls, BAS, FTU-12 | HVC | None |  | infinet | Andover | DCX850 |  |  |  | Continuum 1.94, Ver.201 | None | S1AUC138 | S1FHVAA000 | N | INFNET ID 79, FMRP.03
1019 | M7-0360 | Controls, BAS, FTU-13 | HVC | None |  | infinet | Andover | DCX850 |  |  |  | Continuum 1.94, Ver.201 | None | S1AUC139 | S1FHVAA000 | N | INFNET ID 57, FMRP.01
1020 | M7-0360 | Controls, BAS, FTU-14 | HVC | None |  | infinet | Andover | DCX850 |  |  |  | Continuum 1.94, Ver.201 | None | S1AUC140 | S1FHVAA000 | N | INFNET ID 82, FMRP.01
1021 | M7-0360 | Controls, BAS, FTU-15 | HVC | None |  | infinet | Andover | DCX850 |  |  |  | Continuum 1.94, Ver.201 | None | S1AUC141 | S1FHVAA000 | N | INFNET ID 70, FMRP.01
1022 | M7-0360 | Controls, BAS, FTU-16 | HVC | None |  | infinet | Andover | DCX850 |  |  |  | Continuum 1.94, Ver.201 | None | S1AUC142 | S1FHVAA000 | N | INFNET ID 67, FMRP.01
1023 | M7-0360 | Controls, BAS, FTU-17 | HVC | None |  | infinet | Andover | DCX850 |  |  |  | Continuum 1.94, Ver.201 | None | S1AUC143 | S1FHVAA000 | N | INFNET ID 71, FMRP.01
1024 | M7-0360 | Controls, BAS, FTU-18 | HVC | None |  | infinet | Andover | DCX850 |  |  |  | Continuum 1.94, Ver.201 | None | S1AUC144 | S1FHVAA000 | N | INFNET ID 106, FMRP.01
1025 | M7-0360 | Controls, BAS, FTU-19 | HVC | None |  | infinet | Andover | DCX850 |  |  |  | Continuum 1.94, Ver.201 | None | S1AUC145 | S1FHVAA000 | N | INFNET ID 74, FMRP.01
1026 | M7-0360 | Controls, BAS, FTU-2 | HVC | None |  | infinet | Andover | DCX850 |  |  |  | Continuum 1.94, Ver.201 | None | S1AUC128 | S1FHVAA000 | N | INFNET ID 94, FMRP.01
1027 | M7-0360 | Controls, BAS, FTU-20 | HVC | None |  | infinet | Andover | DCX850 |  |  |  | Continuum 1.94, Ver.201 | None | S1AUC146 | S1FHVAA000 | N | INFNET ID 77, FMRP.01
1028 | M7-0360 | Controls, BAS, FTU-21 | HVC | None |  | infinet | Andover | DCX850 |  |  |  | Continuum 1.94, Ver.201 | None | S1AUC147 | S1FHVAA000 | N | INFNET ID 62, FMRP.01
1029 | M7-0360 | Controls, BAS, FTU-22 | HVC | None |  | infinet | Andover | DCX850 |  |  |  | Continuum 1.94, Ver.201 | None | S1AUC148 | S1FHVAA000 | N | INFNET ID 108, FMRP.01
1030 | M7-0360 | Controls, BAS, FTU-23 | HVC | None |  | infinet | Andover | DCX850 |  |  |  | Continuum 1.94, Ver.201 | None | S1AUC149 | S1FHVAA000 | N | INFNET ID 107, FMRP.01
1031 | M7-0360 | Controls, BAS, FTU-24 | HVC | None |  | infinet | Andover | DCX850 |  |  |  | Continuum 1.94, Ver.201 | None | S1AUC150 | S1FHVAA000 | N | INFNET ID 69, FMRP.01
1032 | M7-0360 | Controls, BAS, FTU-25 | HVC | None |  | infinet | Andover | DCX850 |  |  |  | Continuum 1.94, Ver.201 | None | S1AUC151 | S1FHVAA000 | N | INFNET ID 73, FMRP.01
1033 | M7-0360 | Controls, BAS, FTU-26 | HVC | None |  | infinet | Andover | DCX850 |  |  |  | Continuum 1.94, Ver.201 | None | S1AUC152 | S1FHVAA000 | N | INFNET ID 72, FMRP.01
1034 | M7-0360 | Controls, BAS, FTU-27 | HVC | None |  | infinet | Andover | DCX850 |  |  |  | Continuum 1.94, Ver.201 | None | S1AUC153 | S1FHVAA000 | N | INFNET ID 12, FMRP.01
1035 | M7-0360 | Controls, BAS, FTU-28 | HVC | None |  | infinet | Andover | DCX850 |  |  |  | Continuum 1.94, Ver.201 | None | S1AUC154 | S1FHVAA000 | N | INFNET ID 90, FMRP.01
1036 | M7-0360 | Controls, BAS, FTU-29 | HVC | None |  | infinet | Andover | DCX850 |  |  |  | Continuum 1.94, Ver.201 | None | S1AUC155 | S1FHVAA000 | N | INFNET ID 88, FMRP.01
1037 | M7-0360 | Controls, BAS, FTU-3 | HVC | None |  | infinet | Andover | DCX850 |  |  |  | Continuum 1.94, Ver.201 | None | S1AUC129 | S1FHVAA000 | N | INFNET ID 81, FMRP.01
1038 | M7-0360 | Controls, BAS, FTU-30 | HVC | None |  | infinet | Andover | DCX850 |  |  |  | Continuum 1.94, Ver.201 | None | S1AUC156 | S1FHVAA000 | N | INFNET ID 92, FMRP.01
1039 | M7-0360 | Controls, BAS, FTU-31 | HVC | None |  | infinet | Andover | DCX850 |  |  |  | Continuum 1.94, Ver.201 | None | S1AUC157 | S1FHVAA000 | N | INFNET ID 89, FMRP.01
1040 | M7-0360 | Controls, BAS, FTU-32 | HVC | None |  | infinet | Andover | DCX850 |  |  |  | Continuum 1.94, Ver.201 | None | S1AUC158 | S1FHVAA000 | N | INFNET ID 96, FMRP.01
1041 | M7-0360 | Controls, BAS, FTU-33 | HVC | None |  | infinet | Andover | DCX850 |  |  |  | Continuum 1.94, Ver.201 | None | S1AUC159 | S1FHVAA000 | N | INFNET ID 85, FMRP.01
1042 | M7-0360 | Controls, BAS, FTU-34 | HVC | None |  | infinet | Andover | DCX850 |  |  |  | Continuum 1.94, Ver.201 | None | S1AUC160 | S1FHVAA000 | N | INFNET ID 2, FMRP.01
1043 | M7-0360 | Controls, BAS, FTU-4 | HVC | None |  | infinet | Andover | DCX850 |  |  |  | Continuum 1.94, Ver.201 | None | S1AUC130 | S1FHVAA000 | N | INFNET ID 87, FMRP.01
1044 | M7-0360 | Controls, BAS, FTU-5 | HVC | None |  | infinet | Andover | DCX850 |  |  |  | Continuum 1.94, Ver.201 | None | S1AUC131 | S1FHVAA000 | N | INFNET ID 84, FMRP.01
1045 | M7-0360 | Controls, BAS, FTU-6 | HVC | None |  | infinet | Andover | DCX850 |  |  |  | Continuum 1.94, Ver.201 | None | S1AUC132 | S1FHVAA000 | N | INFNET ID 86, FMRP.01
1046 | M7-0360 | Controls, BAS, FTU-7 | HVC | None |  | infinet | Andover | DCX850 |  |  |  | Continuum 1.94, Ver.201 | None | S1AUC133 | S1FHVAA000 | N | INFNET ID 78, FMRP.01
1047 | M7-0360 | Controls, BAS, FTU-8 | HVC | None |  | infinet | Andover | DCX850 |  |  |  | Continuum 1.94, Ver.201 | None | S1AUC134 | S1FHVAA000 | N | INFNET ID 76, FMRP.01
1048 | M7-0360 | Controls, BAS, FTU-9 | HVC | None |  | infinet | Andover | DCX850 |  |  |  | Continuum 1.94, Ver.201 | None | S1AUC135 | S1FHVAA000 | N | INFNET ID 75, FMRP.01
1049 | M7-0360 | Controls, BAS, VAV-106 | HVC | None |  | infinet | Andover | DCX850 |  |  |  | Continuum 1.94, Ver.201 | None | S1AUC173 | S1FHVAA000 | N | INFNET ID 8, FMRP.01
1050 | M7-0360 | Controls, BAS, VAV-107 | HVC | None |  | infinet | Andover | DCX850 |  |  |  | Continuum 1.94, Ver.201 | None | S1AUC174 | S1FHVAA000 | N | INFNET ID 19, FMRP.01
1051 | M7-0360 | Controls, BAS, VAV-108 | HVC | None |  | infinet | Andover | DCX850 |  |  |  | Continuum 1.94, Ver.201 | None | S1AUC175 | S1FHVAA000 | N | INFNET ID 43, FMRP.01
1052 | M7-0360 | Controls, BAS, VAV-109 | HVC | None |  | infinet | Andover | DCX850 |  |  |  | Continuum 1.94, Ver.201 | None | S1AUC176 | S1FHVAA000 | N | INFNET ID 42, FMRP.01
1053 | M7-0360 | Controls, BAS, VAV-110 | HVC | None |  | infinet | Andover | DCX850 |  |  |  | Continuum 1.94, Ver.201 | None | S1AUC177 | S1FHVAA000 | N | INFNET ID 14, FMRP.01
1054 | M7-0360 | Controls, BAS, VAV-111 | HVC | None |  | infinet | Andover | DCX850 |  |  |  | Continuum 1.94, Ver.201 | None | S1AUC178 | S1FHVAA000 | N | INFNET ID 36, FMRP.01
1055 | M7-0360 | Controls, BAS, VAV-112 | HVC | None |  | infinet | Andover | DCX850 |  |  |  | Continuum 1.94, Ver.201 | None | S1AUC179 | S1FHVAA000 | N | INFNET ID 11, FMRP.01
1056 | M7-0360 | Controls, BAS, VAV-113 | HVC | None |  | infinet | Andover | DCX850 |  |  |  | Continuum 1.94, Ver.201 | None | S1AUC180 | S1FHVAA000 | N | INFNET ID 17, FMRP.01
1057 | M7-0360 | Controls, BAS, VAV-114 | HVC | None |  | infinet | Andover | DCX850 |  |  |  | Continuum 1.94, Ver.201 | None | S1AUC181 | S1FHVAA000 | N | INFNET ID 39, FMRP.01
1058 | M7-0360 | Controls, BAS, VAV-115 | HVC | None |  | infinet | Andover | DCX850 |  |  |  | Continuum 1.94, Ver.201 | None | S1AUC182 | S1FHVAA000 | N | INFNET ID 21, FMRP.01
1059 | M7-0360 | Controls, BAS, VAV-116 | HVC | None |  | infinet | Andover | DCX850 |  |  |  | Continuum 1.94, Ver.201 | None | S1AUC183 | S1FHVAA000 | N | INFNET ID 13, FMRP.01
1060 | M7-0360 | Controls, BAS, VAV-117 | HVC | None |  | infinet | Andover | DCX850 |  |  |  | Continuum 1.94, Ver.201 | None | S1AUC184 | S1FHVAA000 | N | INFNET ID 35, FMRP.01
1061 | M7-0360 | Controls, BAS, VAV-118 | HVC | None |  | infinet | Andover | DCX850 |  |  |  | Continuum 1.94, Ver.201 | None | S1AUC185 | S1FHVAA000 | N | INFNET ID 80, FMRP.01
1062 | M7-0360 | Controls, BAS, VAV-119 | HVC | None |  | infinet | Andover | DCX850 |  |  |  | Continuum 1.94, Ver.201 | None | S1AUC186 | S1FHVAA000 | N | INFNET ID 18, FMRP.01
1063 | M7-0360 | Controls, BAS, VAV-120 | HVC | None |  | infinet | Andover | DCX850 |  |  |  | Continuum 1.94, Ver.201 | None | S1AUC187 | S1FHVAA000 | N | INFNET ID 9, FMRP.01
1064 | M7-0360 | Controls, BAS, VAV-121 | HVC | None |  | infinet | Andover | DCX850 |  |  |  | Continuum 1.94, Ver.201 | None | S1AUC188 | S1FHVAA000 | N | INFNET ID 50, FMRP.01
1065 | M7-0360 | Controls, BAS, VAV-122 | HVC | None |  | infinet | Andover | DCX850 |  |  |  | Continuum 1.94, Ver.201 | None | S1AUC189 | S1FHVAA000 | N | INFNET ID 60, FMRP.01
1066 | M7-0360 | Controls, BAS, VAV-123 | HVC | None |  | infinet | Andover | DCX850 |  |  |  | Continuum 1.94, Ver.201 | None | S1AUC190 | S1FHVAA000 | N | INFNET ID 54, FMRP.01
1067 | M7-0360 | Controls, BAS, VAV-124 | HVC | None |  | infinet | Andover | DCX850 |  |  |  | Continuum 1.94, Ver.201 | None | S1AUC191 | S1FHVAA000 | N | INFNET ID 53, FMRP.01
1068 | M7-0360 | Controls, BAS, VAV-125 | HVC | None |  | infinet | Andover | DCX850 |  |  |  | Continuum 1.94, Ver.201 | None | S1AUC192 | S1FHVAA000 | N | INFNET ID 83, FMRP.01
1069 | M7-0360 | Controls, BAS, VAV-126 | HVC | None |  | infinet | Andover | DCX850 |  |  |  | Continuum 1.94, Ver.201 | None | S1AUC193 | S1FHVAA000 | N | INFNET ID 59, FMRP.01
1070 | M7-0360 | Controls, BAS, VAV-127 | HVC | None |  | infinet | Andover | DCX850 |  |  |  | Continuum 1.94, Ver.201 | None | S1AUC194 | S1FHVAA000 | N | INFNET ID 58, FMRP.01
1071 | M7-0360 | Controls, BAS, VAV-128 | HVC | None |  | infinet | Andover | DCX850 |  |  |  | Continuum 1.94, Ver.201 | None | S1AUC195 | S1FHVAA000 | N | INFNET ID 56, FMRP.01
1072 | M7-0360 | Controls, BAS, VAV-129 | HVC | None |  | infinet | Andover | DCX850 |  |  |  | Continuum 1.94, Ver.201 | None | S1AUC196 | S1FHVAA000 | N | INFNET ID 20, FMRP.01
1073 | M7-0360 | Controls, BAS, VAV-130 | HVC | None |  | infinet | Andover | DCX850 |  |  |  | Continuum 1.94, Ver.201 | None | S1AUC197 | S1FHVAA000 | N | INFNET ID 47, FMRP.01
1074 | M7-0360 | Controls, BAS, VAV-131 | HVC | None |  | infinet | Andover | DCX850 |  |  |  | Continuum 1.94, Ver.201 | None | S1AUC198 | S1FHVAA000 | N | INFNET ID 15, FMRP.01
1075 | M7-0360 | Controls, BAS, VAV-132 | HVC | None |  | infinet | Andover | DCX850 |  |  |  | Continuum 1.94, Ver.201 | None | S1AUC199 | S1FHVAA000 | N | INFNET ID 10 FMRP.01
1076 | M7-0360 | Controls, BAS, VAV-133 | HVC | None |  | infinet | Andover | DCX850 |  |  |  | Continuum 1.94, Ver.201 | None | S1AUC200 | S1FHVAA000 | N | INFNET ID 61, FMRP.01
1077 | M7-0360 | Controls, BAS, VAV-134 | HVC | None |  | infinet | Andover | DCX850 |  |  |  | Continuum 1.94, Ver.201 | None | S1AUC201 | S1FHVAA000 | N | INFNET ID 55, FMRP.01
1078 | M7-0360 | Controls, BAS, VAV-135 | HVC | None |  | infinet | Andover | DCX850 |  |  |  | Continuum 1.94, Ver.201 | None | S1AUC202 | S1FHVAA000 | N | INFNET ID 51, FMRP.01
1079 | M7-0360 | Controls, BAS, VAV-136 | HVC | None |  | infinet | Andover | DCX850 |  |  |  | Continuum 1.94, Ver.201 | None | S1AUC203 | S1FHVAA000 | N | INFNET ID 52, FMRP.01
1080 | M7-0360 | Controls, BAS, VAV-137 | HVC | None |  | infinet | Andover | DCX850 |  |  |  | Continuum 1.94, Ver.201 | None | S1AUC204 | S1FHVAA000 | N | INFNET ID 49, FMRP.01
1081 | M7-0360 | Controls, BAS, VAV-138 | HVC | None |  | infinet | Andover | DCX850 |  |  |  | Continuum 1.94, Ver.201 | None | S1AUC205 | S1FHVAA000 | N | INFNET ID 16, FMRP.01
1082 | M7-0360 | Controls, BAS, VAV-139 | HVC | None |  | infinet | Andover | DCX850 |  |  |  | Continuum 1.94, Ver.201 | None | S1AUC206 | S1FHVAA000 | N | INFNET ID 48, FMRP.01
1083 | M7-0360 | Controls, BAS, VAV-140 | HVC | None |  | infinet | Andover | DCX850 |  |  |  | Continuum 1.94, Ver.201 | None | S1AUC207 | S1FHVAA000 | N | INFNET ID 117, FMRP.01
1084 | M7-0360 | Controls, BAS, VAV-M1 | HVC | None |  | infinet | Andover | DCX850 |  |  |  | Continuum 1.94, Ver.201 | None | S1AUC337 | S1FHVAA000 | N | INFNET ID 98, FMRP.01
1085 | M7-0360 | Controls, BAS, VAV-M10 | HVC | None |  | infinet | Andover | DCX850 |  |  |  | Continuum 1.94, Ver.201 | None | S1AUC346 | S1FHVAA000 | N | INFNET ID 22, FMRP.01
1086 | M7-0360 | Controls, BAS, VAV-M11 | HVC | None |  | infinet | Andover | DCX850 |  |  |  | Continuum 1.94, Ver.201 | None | S1AUC347 | S1FHVAA000 | N | INFNET ID 37, FMRP.01
1087 | M7-0360 | Controls, BAS, VAV-M12 | HVC | None |  | infinet | Andover | DCX850 |  |  |  | Continuum 1.94, Ver.201 | None | S1AUC348 | S1FHVAA000 | N | INFNET ID 27, FMRP.01
1088 | M7-0360 | Controls, BAS, VAV-M13 | HVC | None |  | infinet | Andover | DCX850 |  |  |  | Continuum 1.94, Ver.201 | None | S1AUC349 | S1FHVAA000 | N | INFNET ID 40, FMRP.01
1089 | M7-0360 | Controls, BAS, VAV-M14 | HVC | None |  | infinet | Andover | DCX850 |  |  |  | Continuum 1.94, Ver.201 | None | S1AUC350 | S1FHVAA000 | N | INFNET ID 28, FMRP.01
1090 | M7-0360 | Controls, BAS, VAV-M15 | HVC | None |  | infinet | Andover | DCX850 |  |  |  | Continuum 1.94, Ver.201 | None | S1AUC351 | S1FHVAA000 | N | INFNET ID 12, FMRP.01
1091 | M7-0360 | Controls, BAS, VAV-M18 | HVC | None |  | infinet | Andover | DCX850 |  |  |  | Continuum 1.94, Ver.201 | None | S1AUC352 | S1FHVAA000 | N | INFNET ID 93, FMRP.01
1092 | M7-0360 | Controls, BAS, VAV-M2 | HVC | None |  | infinet | Andover | DCX850 |  |  |  | Continuum 1.94, Ver.201 | None | S1AUC338 | S1FHVAA000 | N | INFNET ID 26, FMRP.01
1093 | M7-0360 | Controls, BAS, VAV-M3 | HVC | None |  | infinet | Andover | DCX850 |  |  |  | Continuum 1.94, Ver.201 | None | S1AUC339 | S1FHVAA000 | N | INFNET ID 31, FMRP.01
1094 | M7-0360 | Controls, BAS, VAV-M4 | HVC | None |  | infinet | Andover | DCX850 |  |  |  | Continuum 1.94, Ver.201 | None | S1AUC340 | S1FHVAA000 | N | INFNET ID 41, FMRP.01
1095 | M7-0360 | Controls, BAS, VAV-M5 | HVC | None |  | infinet | Andover | DCX850 |  |  |  | Continuum 1.94, Ver.201 | None | S1AUC341 | S1FHVAA000 | N | INFNET ID 34, FMRP.01
1096 | M7-0360 | Controls, BAS, VAV-M6 | HVC | None |  | infinet | Andover | DCX850 |  |  |  | Continuum 1.94, Ver.201 | None | S1AUC342 | S1FHVAA000 | N | INFNET ID 32, FMRP.01
1097 | M7-0360 | Controls, BAS, VAV-M7 | HVC | None |  | infinet | Andover | DCX850 |  |  |  | Continuum 1.94, Ver.201 | None | S1AUC343 | S1FHVAA000 | N | INFNET ID 25, FMRP.01
1098 | M7-0360 | Controls, BAS, VAV-M8 | HVC | None |  | infinet | Andover | DCX850 |  |  |  | Continuum 1.94, Ver.201 | None | S1AUC344 | S1FHVAA000 | N | INFNET ID 23, FMRP.01
1099 | M7-0360 | Controls, BAS, VAV-M9 | HVC | None |  | infinet | Andover | DCX850 |  |  |  | Continuum 1.94, Ver.201 | None | S1AUC345 | S1FHVAA000 | N | INFNET ID 29, FMRP.01
1101 | M7-0360 | Controls, BAS, VAV-201 | HVC | None |  | infinet | Andover | DCX850 |  |  |  | Continuum 1.94, Ver.201 | None | S1AUC208 | S1FHVAA000 | N | INFNET ID 3, FMRP.02
1102 | M7-0360 | Controls, BAS, VAV-201A | HVC | None |  | infinet | Andover | DCX850 |  |  |  | Continuum 1.94, Ver.201 | None | S1AUC209 | S1FHVAA000 | N | INFNET ID 47, FMRP.02
1103 | M7-0360 | Controls, BAS, VAV-202 | HVC | None |  | infinet | Andover | DCX850 |  |  |  | Continuum 1.94, Ver.201 | None | S1AUC210 | S1FHVAA000 | N | INFNET ID 93, FMRP.02
1104 | M7-0360 | Controls, BAS, VAV-203 | HVC | None |  | infinet | Andover | DCX850 |  |  |  | Continuum 1.94, Ver.201 | None | S1AUC211 | S1FHVAA000 | N | INFNET ID 76, FMRP.02
1105 | M7-0360 | Controls, BAS, VAV-204 | HVC | None |  | infinet | Andover | DCX850 |  |  |  | Continuum 1.94, Ver.201 | None | S1AUC212 | S1FHVAA000 | N | INFNET ID 33, FMRP.02
1106 | M7-0360 | Controls, BAS, VAV-205 | HVC | None |  | infinet | Andover | DCX850 |  |  |  | Continuum 1.94, Ver.201 | None | S1AUC213 | S1FHVAA000 | N | INFNET ID 5, FMRP.02
1107 | M7-0360 | Controls, BAS, VAV-206 | HVC | None |  | infinet | Andover | DCX850 |  |  |  | Continuum 1.94, Ver.201 | None | S1AUC214 | S1FHVAA000 | N | INFNET ID 10, FMRP.02
1108 | M7-0360 | Controls, BAS, VAV-207 | HVC | None |  | infinet | Andover | DCX850 |  |  |  | Continuum 1.94, Ver.201 | None | S1AUC215 | S1FHVAA000 | N | INFNET ID 7, FMRP.02
1109 | M7-0360 | Controls, BAS, VAV-208 | HVC | None |  | infinet | Andover | DCX850 |  |  |  | Continuum 1.94, Ver.201 | None | S1AUC216 | S1FHVAA000 | N | INFNET ID 8, FMRP.02
1110 | M7-0360 | Controls, BAS, VAV-209 | HVC | None |  | infinet | Andover | DCX850 |  |  |  | Continuum 1.94, Ver.201 | None | S1AUC217 | S1FHVAA000 | N | INFNET ID 14, FMRP.02
1111 | M7-0360 | Controls, BAS, VAV-210 | HVC | None |  | infinet | Andover | DCX850 |  |  |  | Continuum 1.94, Ver.201 | None | S1AUC218 | S1FHVAA000 | N | INFNET ID 15, FMRP.02
1112 | M7-0360 | Controls, BAS, VAV-211 | HVC | None |  | infinet | Andover | DCX850 |  |  |  | Continuum 1.94, Ver.201 | None | S1AUC219 | S1FHVAA000 | N | INFNET ID 74, FMRP.02
1113 | M7-0360 | Controls, BAS, VAV-212 | HVC | None |  | infinet | Andover | DCX850 |  |  |  | Continuum 1.94, Ver.201 | None | S1AUC220 | S1FHVAA000 | N | INFNET ID 24, FMRP.02
1114 | M7-0360 | Controls, BAS, VAV-213 | HVC | None |  | infinet | Andover | DCX850 |  |  |  | Continuum 1.94, Ver.201 | None | S1AUC221 | S1FHVAA000 | N | INFNET ID 13, FMRP.02
1115 | M7-0360 | Controls, BAS, VAV-214 | HVC | None |  | infinet | Andover | DCX850 |  |  |  | Continuum 1.94, Ver.201 | None | S1AUC222 | S1FHVAA000 | N | INFNET ID 75, FMRP.02
1116 | M7-0360 | Controls, BAS, VAV-215 | HVC | None |  | infinet | Andover | DCX850 |  |  |  | Continuum 1.94, Ver.201 | None | S1AUC223 | S1FHVAA000 | N | INFNET ID 34, FMRP.02
1117 | M7-0360 | Controls, BAS, VAV-216 | HVC | None |  | infinet | Andover | DCX850 |  |  |  | Continuum 1.74 SP2, Ver 1.41 | None | S1AUC224 | S1FHVAA000 | N | INFNET ID 16, FMRP.02
1118 | M7-0360 | Controls, BAS, VAV-217 | HVC | None |  | infinet | Andover | DCX850 |  |  |  | Continuum 1.94, Ver.201 | None | S1AUC225 | S1FHVAA000 | N | INFNET ID 17, FMRP.02
1119 | M7-0360 | Controls, BAS, VAV-217A | HVC | None |  | infinet | Andover | DCX850 |  |  |  | Continuum 1.94, Ver.201 | None | S1AUC226 | S1FHVAA000 | N | INFNET ID 78, FMRP.02
1120 | M7-0360 | Controls, BAS, VAV-218 | HVC | None |  | infinet | Andover | DCX850 |  |  |  | Continuum 1.94, Ver.201 | None | S1AUC227 | S1FHVAA000 | N | INFNET ID 18, FMRP.02
1121 | M7-0360 | Controls, BAS, VAV-219 | HVC | None |  | infinet | Andover | DCX850 |  |  |  | Continuum 1.94, Ver.201 | None | S1AUC228 | S1FHVAA000 | N | INFNET ID 44, FMRP.02
1122 | M7-0360 | Controls, BAS, VAV-220 | HVC | None |  | infinet | Andover | DCX850 |  |  |  | Continuum 1.94, Ver.201 | None | S1AUC229 | S1FHVAA000 | N | INFNET ID 20, FMRP.02
1123 | M7-0360 | Controls, BAS, VAV-221 | HVC | None |  | infinet | Andover | DCX850 |  |  |  | Continuum 1.94, Ver.201 | None | S1AUC230 | S1FHVAA000 | N | INFNET ID 19, FMRP.02
1124 | M7-0360 | Controls, BAS, VAV-222 | HVC | None |  | infinet | Andover | DCX850 |  |  |  | Continuum 1.94, Ver.201 | None | S1AUC231 | S1FHVAA000 | N | INFNET ID 22, FMRP.02
1125 | M7-0360 | Controls, BAS, VAV-223 | HVC | None |  | infinet | Andover | DCX850 |  |  |  | Continuum 1.94, Ver.201 | None | S1AUC232 | S1FHVAA000 | N | INFNET ID 23, FMRP.02
1126 | M7-0360 | Controls, BAS, VAV-224 | HVC | None |  | infinet | Andover | DCX850 |  |  |  | Continuum 1.94, Ver.201 | None | S1AUC233 | S1FHVAA000 | N | INFNET ID 51, FMRP.02
1127 | M7-0360 | Controls, BAS, VAV-225 | HVC | None |  | infinet | Andover | DCX850 |  |  |  | Continuum 1.94, Ver.201 | None | S1AUC234 | S1FHVAA000 | N | INFNET ID 21, FMRP.02
1128 | M7-0360 | Controls, BAS, VAV-226 | HVC | None |  | infinet | Andover | DCX850 |  |  |  | Continuum 1.94, Ver.201 | None | S1AUC235 | S1FHVAA000 | N | INFNET ID 11, FMRP.02
1129 | M7-0360 | Controls, BAS, VAV-227 | HVC | None |  | infinet | Andover | DCX850 |  |  |  | Continuum 1.94, Ver.201 | None | S1AUC236 | S1FHVAA000 | N | INFNET ID 30, FMRP.02
1130 | M7-0360 | Controls, BAS, VAV-228 | HVC | None |  | infinet | Andover | DCX850 |  |  |  | Continuum 1.94, Ver.201 | None | S1AUC237 | S1FHVAA000 | N | INFNET ID 12, FMRP.02
1131 | M7-0360 | Controls, BAS, VAV-229 | HVC | None |  | infinet | Andover | DCX850 |  |  |  | Continuum 1.94, Ver.201 | None | S1AUC238 | S1FHVAA000 | N | INFNET ID 6, FMRP.02
1132 | M7-0360 | Controls, BAS, VAV-230 | HVC | None |  | infinet | Andover | DCX850 |  |  |  | Continuum 1.94, Ver.201 | None | S1AUC239 | S1FHVAA000 | N | INFNET ID 35, FMRP.02
1133 | M7-0360 | Controls, BAS, VAV-231 | HVC | None |  | infinet | Andover | DCX850 |  |  |  | Continuum 1.94, Ver.201 | None | S1AUC240 | S1FHVAA000 | N | INFNET ID 54, FMRP.02
1134 | M7-0360 | Controls, BAS, VAV-232 | HVC | None |  | infinet | Andover | DCX850 |  |  |  | Continuum 1.94, Ver.201 | None | S1AUC241 | S1FHVAA000 | N | INFNET ID 45, FMRP.02
1135 | M7-0360 | Controls, BAS, VAV-233 | HVC | None |  | infinet | Andover | DCX850 |  |  |  | Continuum 1.94, Ver.201 | None | S1AUC242 | S1FHVAA000 | N | INFNET ID 46, FMRP.02
1136 | M7-0360 | Controls, BAS, VAV-234 | HVC | None |  | infinet | Andover | DCX850 |  |  |  | Continuum 1.94, Ver.201 | None | S1AUC243 | S1FHVAA000 | N | INFNET ID 4, FMRP.02
1137 | M7-0360 | Controls, BAS, VAV-235 | HVC | None |  | infinet | Andover | DCX850 |  |  |  | Continuum 1.94, Ver.201 | None | S1AUC244 | S1FHVAA000 | N | INFNET ID 48, FMRP.02
1138 | M7-0360 | Controls, BAS, VAV-236 | HVC | None |  | infinet | Andover | DCX850 |  |  |  | Continuum 1.94, Ver.201 | None | S1AUC245 | S1FHVAA000 | N | INFNET ID 49, FMRP.02
1139 | M7-0360 | Controls, BAS, VAV-237 | HVC | None |  | infinet | Andover | DCX850 |  |  |  | Continuum 1.94, Ver.201 | None | S1AUC246 | S1FHVAA000 | N | INFNET ID 50, FMRP.02
1140 | M7-0360 | Controls, BAS, VAV-238 | HVC | None |  | infinet | Andover | DCX850 |  |  |  | Continuum 1.94, Ver.201 | None | S1AUC247 | S1FHVAA000 | N | INFNET ID 1, FMRP.02
1141 | M7-0360 | Controls, BAS, VAV-239 | HVC | None |  | infinet | Andover | DCX850 |  |  |  | Continuum 1.94, Ver.201 | None | S1AUC248 | S1FHVAA000 | N | INFNET ID 52, FMRP.02
1142 | M7-0360 | Controls, BAS, VAV-240 | HVC | None |  | infinet | Andover | DCX850 |  |  |  | Continuum 1.94, Ver.201 | None | S1AUC249 | S1FHVAA000 | N | INFNET ID 53, FMRP.02
1143 | M7-0360 | Controls, BAS, VAV-241 | HVC | None |  | infinet | Andover | DCX850 |  |  |  | Continuum 1.94, Ver.201 | None | S1AUC250 | S1FHVAA000 | N | INFNET ID 85, FMRP.02
1144 | M7-0360 | Controls, BAS, VAV-242 | HVC | None |  | infinet | Andover | DCX850 |  |  |  | Continuum 1.94, Ver.201 | None | S1AUC251 | S1FHVAA000 | N | INFNET ID 55, FMRP.02
1145 | M7-0360 | Controls, BAS, VAV-243 | HVC | None |  | infinet | Andover | DCX850 |  |  |  | Continuum 1.94, Ver.201 | None | S1AUC252 | S1FHVAA000 | N | INFNET ID 56, FMRP.02
1146 | M7-0360 | Controls, BAS, VAV-244 | HVC | None |  | infinet | Andover | DCX850 |  |  |  | Continuum 1.94, Ver.201 | None | S1AUC253 | S1FHVAA000 | N | INFNET ID 57, FMRP.02
1147 | M7-0360 | Controls, BAS, VAV-245 | HVC | None |  | infinet | Andover | DCX850 |  |  |  | Continuum 1.94, Ver.201 | None | S1AUC254 | S1FHVAA000 | N | INFNET ID 58, FMRP.02
1148 | M7-0360 | Controls, BAS, VAV-246 | HVC | None |  | infinet | Andover | DCX850 |  |  |  | Continuum 1.94, Ver.201 | None | S1AUC255 | S1FHVAA000 | N | INFNET ID 59, FMRP.02
1149 | M7-0360 | Controls, BAS, VAV-247 | HVC | None |  | infinet | Andover | DCX850 |  |  |  | Continuum 1.94, Ver.201 | None | S1AUC256 | S1FHVAA000 | N | INFNET ID 60, FMRP.02
1150 | M7-0360 | Controls, BAS, VAV-248 | HVC | None |  | infinet | Andover | DCX850 |  |  |  | Continuum 1.94, Ver.201 | None | S1AUC257 | S1FHVAA000 | N | INFNET ID 2, FMRP.02
1151 | M7-0360 | Controls, BAS, VAV-249 | HVC | None |  | infinet | Andover | DCX850 |  |  |  | Continuum 1.94, Ver.201 | None | S1AUC258 | S1FHVAA000 | N | INFNET ID 62, FMRP.02
1152 | M7-0360 | Controls, BAS, VAV-250 | HVC | None |  | infinet | Andover | DCX850 |  |  |  | Continuum 1.94, Ver.201 | None | S1AUC259 | S1FHVAA000 | N | INFNET ID 63, FMRP.02
1153 | M7-0360 | Controls, BAS, VAV-251 | HVC | None |  | infinet | Andover | DCX850 |  |  |  | Continuum 1.94, Ver.201 | None | S1AUC260 | S1FHVAA000 | N | INFNET ID 64, FMRP.02
1154 | M7-0360 | Controls, BAS, VAV-252 | HVC | None |  | infinet | Andover | DCX850 |  |  |  | Continuum 1.94, Ver.201 | None | S1AUC261 | S1FHVAA000 | N | INFNET ID 65, FMRP.02
1155 | M7-0360 | Controls, BAS, VAV-253 | HVC | None |  | infinet | Andover | DCX850 |  |  |  | Continuum 1.94, Ver.201 | None | S1AUC262 | S1FHVAA000 | N | INFNET ID 66, FMRP.02
1156 | M7-0360 | Controls, BAS, VAV-254 | HVC | None |  | infinet | Andover | DCX850 |  |  |  | Continuum 1.94, Ver.201 | None | S1AUC263 | S1FHVAA000 | N | INFNET ID 67, FMRP.02
1157 | M7-0360 | Controls, BAS, VAV-255 | HVC | None |  | infinet | Andover | DCX850 |  |  |  | Continuum 1.94, Ver.201 | None | S1AUC264 | S1FHVAA000 | N | INFNET ID 68, FMRP.02
1158 | M7-0360 | Controls, BAS, VAV-256 | HVC | None |  | infinet | Andover | DCX850 |  |  |  | Continuum 1.94, Ver.201 | None | S1AUC265 | S1FHVAA000 | N | INFNET ID 69, FMRP.02
1159 | M7-0360 | Controls, BAS, VAV-257 | HVC | None |  | infinet | Andover | DCX850 |  |  |  | Continuum 1.94, Ver.201 | None | S1AUC266 | S1FHVAA000 | N | INFNET ID 70, FMRP.02
1160 | M7-0360 | Controls, BAS, VAV-258 | HVC | None |  | infinet | Andover | DCX850 |  |  |  | Continuum 1.94, Ver.201 | None | S1AUC267 | S1FHVAA000 | N | INFNET ID 71, FMRP.02
1161 | M7-0360 | Controls, BAS, VAV-259 | HVC | None |  | infinet | Andover | DCX850 |  |  |  | Continuum 1.94, Ver.201 | None | S1AUC268 | S1FHVAA000 | N | INFNET ID 72, FMRP.02
1162 | M7-0360 | Controls, BAS, VAV-260 | HVC | None |  | infinet | Andover | DCX850 |  |  |  | Continuum 1.94, Ver.201 | None | S1AUC269 | S1FHVAA000 | N | INFNET ID 9, FMRP.02
1163 | M7-0360 | Controls, BAS, VAV-261 | HVC | None |  | infinet | Andover | DCX850 |  |  |  | Continuum 1.94, Ver.201 | None | S1AUC270 | S1FHVAA000 | N | INFNET ID 31, FMRP.02
1164 | M7-0360 | Controls, BAS, AC-8 | HVC | None |  | infinet | Andover | DCX853 |  |  |  | Continuum 1.94, Ver.201 | None | S1AUC078 | S1FHVAA000 | N | INFNET ID 114, FMRP.02
1165 | M7-0360 | Controls, BAS, AC-21 | HVC | None |  | infinet | Andover | DCX853 |  |  |  | Continuum 1.94, Ver.201 | None | S1AUC089 | S1FHVAA000 | N | INFNET ID 115, FMRP.02
1166 | M7-0360 | Controls, BAS, AC-22 | HVC | None |  | infinet | Andover | DCX853 |  |  |  | Continuum 1.94, Ver.201 | None | S1AUC090 | S1FHVAA000 | N | INFNET ID 116, FMRP.02
1167 | M7-0360 | Controls, BAS, VAV-339 | HVC | None |  | infinet | Andover | DCX853 |  |  |  | Continuum 1.94, Ver.201 | None | S1AUC313 | S1FHVAA000 | N | INFNET ID 82, FMRP.03
1168 | M7-0360 | Controls, BAS, VAV-340 | HVC | None |  | infinet | Andover | DCX853 |  |  |  | Continuum 1.94, Ver.201 | None | S1AUC314 | S1FHVAA000 | N | INFNET ID 73, FMRP.03
1169 | M7-0360 | AHU29_O2Sensor | HVC | None |  | infinet | Andover | DCX853 |  |  |  | Continuum 1.94, Ver.201 | None | M7-0360HVCUC | S1FHVAA000 | N | INFNET ID 49, FMRP.03
1170 | M7-0360 | AHU39_CO2 | HVC | None |  | infinet | Andover | DCX853 |  |  |  | Continuum 1.94, Ver.201 | None | M7-0360HVCUC | S1FHVAA000 | N | INFNET ID 28, FMRP.02
1171 | M7-0360 | Controls, BAS, AC-3 | HVC | None |  | infinet | Andover | DCX853 |  |  |  | Continuum 1.94, Ver.201 | None | S1AUC074 | S1FHVAA000 | N | INFNET ID 83, FMRP.02
1172 | M7-0360 | Controls, BAS, AC-4 | HVC | None |  | infinet | Andover | DCX853 |  |  |  | Continuum 1.94, Ver.201 | None | S1AUC075 | S1FHVAA000 | N | INFNET ID 115, FMRP.02
1173 | M7-0360 | Controls, BAS, AC-5 | HVC | None |  | infinet | Andover | DCX853 |  |  |  | Continuum 1.94, Ver.201 | None | S1AUC076 | S1FHVAA000 | N | INFNET ID 117, FMRP.02
1174 | M7-0360 | Controls, BAS, AC-7 | HVC | None |  | infinet | Andover | DCX853 |  |  |  | Continuum 1.94, Ver.201 | None | S1AUC077 | S1FHVAA000 | N | INFNET ID 120, FMRP.02
1175 | M7-0360 | Controls, BAS, AC-11 | HVC | None |  | infinet | Andover | DCX853 |  |  |  | Continuum 1.94, Ver.201 | None | S1AUC079 | S1FHVAA000 | N | INFNET ID 82, FMRP.02
1176 | M7-0360 | Controls, BAS, AC-12 | HVC | None |  | infinet | Andover | DCX853 |  |  |  | Continuum 1.94, Ver.201 | None | S1AUC080 | S1FHVAA000 | N | INFNET ID 122, FMRP.02
1177 | M7-0360 | Controls, BAS, AC-13 | HVC | None |  | infinet | Andover | DCX853 |  |  |  | Continuum 1.94, Ver.201 | None | S1AUC081 | S1FHVAA000 | N | INFNET ID 73, FMRP.02
1178 | M7-0360 | Controls, BAS, AC-14 | HVC | None |  | infinet | Andover | DCX853 |  |  |  | Continuum 1.94, Ver.201 | None | S1AUC082 | S1FHVAA000 | N | INFNET ID 25, FMRP.02
1179 | M7-0360 | Controls, BAS, AC-15 | HVC | None |  | infinet | Andover | DCX853 |  |  |  | Continuum 1.94, Ver.201 | None | S1AUC083 | S1FHVAA000 | N | INFNET ID 116, FMRP.02
1180 | M7-0360 | Controls, BAS, AC-16 | HVC | None |  | infinet | Andover | DCX853 |  |  |  | Continuum 1.94, Ver.201 | None | S1AUC084 | S1FHVAA000 | N | INFNET ID 113, FMRP.02
1181 | M7-0360 | Controls, BAS, AC-17 | HVC | None |  | infinet | Andover | DCX853 |  |  |  | Continuum 1.94, Ver.201 | None | S1AUC085 | S1FHVAA000 | N | INFNET ID 118, FMRP.02
1182 | M7-0360 | Controls, BAS, AC-18 | HVC | None |  | infinet | Andover | DCX853 |  |  |  | Continuum 1.94, Ver.201 | None | S1AUC086 | S1FHVAA000 | N | INFNET ID 111, FMRP.02
1183 | M7-0360 | Controls, BAS, AC-19 | HVC | None |  | infinet | Andover | DCX853 |  |  |  | Continuum 1.94, Ver.201 | None | S1AUC087 | S1FHVAA000 | N | INFNET ID 61, FMRP.02
1184 | M7-0360 | Controls, BAS, AC-20 | HVC | None |  | infinet | Andover | DCX853 |  |  |  | Continuum 1.94, Ver.201 | None | S1AUC088 | S1FHVAA000 | N | INFNET ID 81, FMRP.02
1185 | M7-0360 | Controls, BAS, AC-23 | HVC | None |  | infinet | Andover | DCX853 |  |  |  | Continuum 1.94, Ver.201 | None | S1AUC091 | S1FHVAA000 | N | INFNET ID 79, FMRP.02
1186 | M7-0360 | Controls, BAS, AC-24 | HVC | None |  | infinet | Andover | DCX853 |  |  |  | Continuum 1.94, Ver.201 | None | S1AUC092 | S1FHVAA000 | N | INFNET ID 86, FMRP.02
1187 | M7-0360 | Controls, BAS, VAV-105 | HVC | None |  | infinet | Andover | DCX853 |  |  |  | Continuum 1.94, Ver.201 | None | S1AUC172 | S1FHVAA000 | N | INFNET ID 12, FMRP.01
1188 | M7-0360 | Controls, BAS, PRCU | HVC | None |  | infinet | Andover | DCX853 |  |  |  | Continuum 1.94, Ver.201 | None | S1AUC165 | S1FHVAA000 | N | INFNET ID 4, FMRP.01
1189 | M7-0360 | Controls, BAS, FTU-11 | HVC | None |  | infinet | Andover | DCX853 |  |  |  | Continuum 1.94, Ver.201 | None | S1AUC137 | S1FHVAA000 | N | INFNET ID 68, FMRP.01
1190 | M7-0360 | Controls, BAS, ALC-4 | HVC | None |  | infinet | Andover | 890 |  |  |  | Continuum 1.94, Ver.201 | None | S1AUC097 | S1FACAB000 | N | INFNET ID 101, FMRP.01
1191 | M7-0360 | Controls, BAS, ALC-9 | HVC | None |  | infinet | Andover | 890 |  |  |  | Continuum 1.94, Ver.201 | None | S1AUC102 | S1FACAB000 | N | INFNET ID 103, FMRP.01
1192 | M7-0360 | Controls, BAS, ALC-1 | HVC | None |  | infinet | Andover | 891 |  |  |  | Continuum 1.94, Ver.201 | None | S1AUC094 | S1FACAB000 | N | INFNET ID 104, FMRP.01
1193 | M7-0360 | Controls, BAS, ALC-2 | HVC | None |  | infinet | Andover | 892 |  |  |  | Continuum 1.94, Ver.201 | None | S1AUC095 | S1FACAB000 | N | INFNET ID 112, FMRP.01
1194 | M7-0360 | Controls, BAS, ALC-3 | HVC | None |  | infinet | Andover | 892 |  |  |  | Continuum 1.94, Ver.201 | None | S1AUC096 | S1FACAB000 | N | INFNET ID 105, FMRP.01
1195 | M7-0360 | Controls, BAS, ALC-6 | HVC | None |  | infinet | Andover | 892 |  |  |  | Continuum 1.94, Ver.201 | None | S1AUC099 | S1FACAB000 | N | INFNET ID 77, FMRP.01
1196 | M7-0360 | Controls, BAS, ALC-7 | HVC | None |  | infinet | Andover | 892 |  |  |  | Continuum 1.94, Ver.201 | None | S1AUC100 | S1FACAB000 | N | INFNET ID 65, FMRP.03
1197 | M7-0360 | Controls, BAS, ALC-8 | HVC | None |  | infinet | Andover | 892 |  |  |  | Continuum 1.94, Ver.201 | None | S1AUC101 | S1FACAB000 | N | INFNET ID 107, FMRP.03
1198 | M7-0360 | Controls, BAS, ALC-5 | HVC | None |  | infinet | Andover | 898 |  |  |  | Continuum 1.94, Ver.201 | None | S1AUC098 | S1FACAB000 | N | INFNET ID 80, FMRP.02
1200 | M7-0360 | Controls, BAS, SCP-2 | HVC | None |  | infinet | Andover | 920 |  |  |  | Continuum 1.94, Ver.201 | None | S1AUC166 | S1FELAB000 | N | INFNET ID 87, FMRP.02
1201 | M7-0360 | Controls, BAS, AIIP-56 | HVC | None |  | infinet | Andover | 920 |  |  |  | Continuum 1.94, Ver.201 | None | S1AUC071 | S1FHVAA000 | N | INFNET ID 110, FMRP.01
1202 | M7-0360 | Controls, BAS, AIIP-57 | HVC | None |  | infinet | Andover | 920 |  |  |  | Continuum 1.94, Ver.201 | None | S1AUC072 | S1FHVAA000 | N | INFNET ID 102, FMRP.01
1203 | M7-0360 | Controls, BAS, AIIP-58 | HVC | None |  | infinet | Andover | 920 |  |  |  | Continuum 1.94, Ver.201 | None | S1AUC073 | S1FHVAA000 | N | INFNET ID 3, FMRP.01
1204 | M7-0360 | Conrols, BAS, AIIP-DPU Freezers | HVC | None |  | infinet | Andover | 920 |  |  |  | Continuum 1.94, Ver.201 | None | S1AUC093 | S1FHVAA000 | N | INFNET ID 63, FMRP.01
1205 | M7-0360 | Controls, BAS, CHWP-3.6 | HVC | None |  | infinet | Andover | 920 |  |  |  | Continuum 1.94, Ver.201 | None | S1AUC105 | S1FHVAA000 | N | INFNET ID 106, FMRP.03
1206 | M7-0360 | Controls, BAS, FCU-6 | HVC | None |  | infinet | Andover | 920 |  |  |  | Continuum 1.94, Ver.201 | None | S1AUC124 | S1FHVAA000 | N | INFNET ID 58, FMRP.03
1207 | M7-0360 | Controls, BAS, FCU-7 | HVC | None |  | infinet | Andover | 920 |  |  |  | Continuum 1.94, Ver.201 | None | S1AUC125 | S1FHVAA000 | N | INFNET ID 59, FMRP.03
1208 | M7-0360 | Controls, BAS, HWP-2 | HVC | None |  | infinet | Andover | 920 |  |  |  | Continuum 1.94, Ver.201 | None | S1AUC161 | S1FHVAA000 | N | INFNET ID 111, FMRP.03
1209 | M7-0360 | Controls, BAS, HWP-7.10 | HVC | None |  | infinet | Andover | 920 |  |  |  | Continuum 1.94, Ver.201 | None | S1AUC162 | S1FHVAA000 | N | INFNET ID 16, FMRP.03
1210 | M7-0360 | Controls, BAS, HWP-8 | HVC | None |  | infinet | Andover | 920 |  |  |  | Continuum 1.94, Ver.201 | None | S1AUC163 | S1FHVAA000 | N | INFNET ID 23, FMRP.03
1211 | M7-0360 | Controls, BAS, AIIP-35 | HVC | None |  | infinet | Andover | 920 |  |  |  | Continuum 1.94, Ver.201 | None | S1AUC048 | S1FHVAA000 | N | INFNET ID 15, FMRP.03
1212 | M7-0360 | Controls, BAS, AIIP-26 | HVC | None |  | infinet | Andover | 920 |  |  |  | Continuum 1.94, Ver.201 | None | S1AUC039 | S1FHVAA000 | N | INFNET ID 25, FMRP.03
1213 | M7-0360 | Controls, BAS, AIIP-52 | HVC | None |  | infinet | Andover | 920 |  |  |  | Continuum 1.94, Ver.201 | None | S1AUC067 | S1FHVAA000 | N | INFNET ID 66, FMRP.03
1214 | M7-0360 | Controls, BAS, AIIP-49 | HVC | None |  | infinet | Andover | 920 |  |  |  | Continuum 1.94, Ver.201 | None | S1AUC063 | S1FHVAA000 | N | INFNET ID 48, FMRP.03
1215 | M7-0360 | Controls, BAS, AIIP-50 | HVC | None |  | infinet | Andover | 920 |  |  |  | Continuum 1.94, Ver.201 | None | S1AUC065 | S1FHVAA000 | N | INFNET ID 67, FMRP.03
1216 | M7-0360 | Controls, BAS, AIIP-11 | HVC | None |  | infinet | Andover | 920 |  |  |  | Continuum 1.94, Ver.201 | None | S1AUC027 | S1FHVAA000 | N | INFNET ID 21, FMRP.03
1217 | M7-0360 | Controls, BAS, AIIP-12 | HVC | None |  | infinet | Andover | 920 |  |  |  | Continuum 1.94, Ver.201 | None | S1AUC028 | S1FHVAA000 | N | INFNET ID 61, FMRP.03
1218 | M7-0360 | Controls, BAS, AIIP-27 | HVC | None |  | infinet | Andover | 920 |  |  |  | Continuum 1.94, Ver.201 | None | S1AUC040 | S1FHVAA000 | N | INFNET ID 26, FMRP.02
1220 | M7-0360 | Controls, BAS, AIIP-41A | HVC | None |  | infinet | Andover | 920 |  |  |  | Continuum 1.94, Ver.201 | None | S1AUC056 | S1FHVAA000 | N | INFNET ID 41, FMRP.02
1221 | M7-0360 | Controls, BAS, AIIP-42 | HVC | None |  | infinet | Andover |  |  |  |  | Continuum 1.94, Ver.201 | None | S1AUC057 | S1FHVAA000 | N | INFNET ID 42, FMRP.02
1222 | M7-0360 | Controls, BAS, Weather Station | HVC | None |  | infinet | Andover | i2920 |  |  |  | Continuum 1.94, Ver.201 | None | S1AUC353 | S1FHVAA000 | N | INFNET ID 68, FMRP.03
1223 | M7-0360 | Controls, BAS, AIIP-36 | HVC | None |  | infinet | Andover | 920 |  |  |  | Continuum 1.94, Ver.201 | None | S1AUC049 | S1FHVAA000 | N | INFNET ID 9, FMRP.03
1233 | M7-0360 | Controls, BAS, EF | HVC | None |  | infinet | Andover | 920 |  |  |  | Continuum 1.94, Ver.201 | None | S1AUC107 | S1FHVAA000 | N | INFNET ID 1, FMRP.01
1234 | M7-0360 | Controls, BAS, FCU-5 | HVC | None |  | infinet | Andover | 920 |  |  |  | Continuum 1.94, Ver.201 | None | S1AUC123 | S1FHVAA000 | N | INFNET ID 97, FMRP.01
1235 | M7-0360 | Controls, BAS, SCP-3 | HVC | None |  | infinet | Andover | 920 |  |  |  | Continuum 1.94, Ver.201 | None | S1AUC167 | S1FELAB000 | N | INFNET ID 57, FMRP.01
1236 | M7-0360 | Substations 117 and 118 Status | HVC | None |  | infinet | Andover | 920 |  |  |  | Continuum 1.94, Ver.201 | None | M7-0360HVCUC | S1FHVAA000 | N | INFNET ID 12, FMRP.01
1301 | M7-0360 | Controls, BAS, AIIP-13 | HVC | None |  | infinet | Andover | i2920 |  |  |  | Continuum 1.94, Ver.201 | None | S1AUC029 | S1FHVAA000 | N | INFNET ID 115, FMRP.03
1302 | M7-0360 | Controls, BAS, AIIP-14 | HVC | None |  | infinet | Andover | i2920 |  |  |  | Continuum 1.94, Ver.201 | None | S1AUC030 | S1FHVAA000 | N | INFNET ID 26, FMRP.03
1303 | M7-0360 | Controls, BAS, AIIP-15 | HVC | None |  | infinet | Andover | i2920 |  |  |  | Continuum 1.94, Ver.201 | None | S1AUC031 | S1FHVAA000 | N | INFNET ID 114, FMRP.03
1304 | M7-0360 | Controls, BAS, AIIP-16 | HVC | None |  | infinet | Andover | i2920 |  |  |  | Continuum 1.94, Ver.201 | None | S1AUC032 | S1FHVAA000 | N | INFNET ID 29, FMRP.03
1305 | M7-0360 | Controls, BAS, AIIP-17 | HVC | None |  | infinet | Andover | i2920 |  |  |  | Continuum 1.94, Ver.201 | None | S1AUC033 | S1FHVAA000 | N | INFNET ID 57, FMRP.03
1306 | M7-0360 | Controls, BAS, AIIP-18 | HVC | None |  | infinet | Andover | i2920 |  |  |  | Continuum 1.94, Ver.201 | None | S1AUC034 | S1FHVAA000 | N | INFNET ID 18, FMRP.03
1307 | M7-0360 | Controls, BAS, AIIP-19 | HVC | None |  | infinet | Andover | i2920 |  |  |  | Continuum 1.94, Ver.201 | None | S1AUC035 | S1FHVAA000 | N | INFNET ID 55, FMRP.03
1308 | M7-0360 | Controls, BAS, AIIP-21 | HVC | None |  | infinet | Andover | i2920 |  |  |  | Continuum 1.94, Ver.201 | None | S1AUC036 | S1FHVAA000 | N | INFNET ID 53, FMRP.03
1309 | M7-0360 | Controls, BAS, AIIP-23 | HVC | None |  | infinet | Andover | i2920 |  |  |  | Continuum 1.94, Ver.201 | None | S1AUC037 | S1FHVAA000 | N | INFNET ID 50, FMRP.03
1310 | M7-0360 | Controls, BAS, AIIP-9 | HVC | None |  | infinet | Andover | i2920 |  |  |  | Continuum 1.94, Ver.201 | None | S1AUC025 | S1FHVAA000 | N | INFNET ID 36, FMRP.03
1311 | M7-0360 | Controls, BAS, AIIP-7 | HVC | None |  | infinet | Andover | i2920 |  |  |  | Continuum 1.94, Ver.201 | None | S1AUC023 | S1FHVAA000 | N | INFNET ID 52, FMRP.03
1313 | M7-0360 | SLSL 3 RM 1486 | HVC | None |  | infinet | Andover | i2608 |  |  |  | Continuum 1.94, Ver.201 | None | M7-0360HVCUC | S1FHVAA000 | N | INFNET ID 119, FMRP.01
1314 | M7-0360 | SLSL 1 Rms 1403, 1047 and 1409 | HVC | None |  | infinet | Andover | i2624 |  |  |  | Continuum 1.94, Ver.201 | None | M7-0360HVCUC | S1FHVAA000 | N | INFNET ID 111, FMRP.01
1315 | M7-0360 | SLSL 2 RMS 1452, 1456 and 1462 | HVC | None |  | infinet | Andover | i2624 |  |  |  | Continuum 1.94, Ver.201 | None | M7-0360HVCUC | S1FHVAA000 | N | INFNET ID 118, FMRP.01
1316 | M7-0360 | Server, Andover, Primary, Pricontiuumsvr | HVC | VLAN18 |  | DDC | Dell Power Edge | 400SC | 7TMRR51 |  |  | Continuum 1.94, Win 2003, 2,SQL 2008, Symant | Andover Server | S1AUC002 | S1FHVAA000 | N | NASA Tag # 3020434
1318 | M7-0360 | Workstation, Andover, Alarm-WS | HVC | VLAN18 |  | DDC | Dell Optiplex | GX270 2.8 GHz | 3XCHR51 |  |  | Continuum 1.94, Win 7 | None | S1AUC007 | S1FHVAA000 | N | NASA Tag # 3020427, Note temp location K6-900 for hurricane season only
1319 | M7-0360 | Workstation, Andover, EMS-WS | HVC | VLAN18 |  | DDC | Dell Optiplex | GX270 2.8 GHz | 3XCHR51 |  |  | Continuum 1.94, Win 7 | None | S1AUC008 | S1FHVAA000 | N | NASA Tag # 3020427
1320 | M7-0360 | Workstation, Andover, SSPF-WS | HVC | VLAN18 |  | DDC | Dell Optiplex | GX270 2.8 GHz | 2XCHR51 |  |  | Continuum 1.94, Win 7 | None | S1AUC011 | S1FHVAA000 | N | NASA Tag # 3020428
1330 | M7-0360 | Workstation, Andover, Mobile-WS | HVC |  |  | DDC | Dell Latitude | D600 1.6GHz | B8LKR51 |  |  | Continuum 1.74 SP2, Win XP SP3,Symantec 11.05 | None | S1AUC009 | S1FHVAA000 | N | NASA Tag # 3020420
1402 | M7-0360 | Controls, PLC, USS-117 [FIC1913] | ELV | KCCS Power | 117 | PLC | Schneider Electric | Modicon Quantum | 140CPU65160 |  | ICS-FIC1913 | Concept 2.6 | None | FIC1913 | S1FUCP0000 | Y | SSPF USS-117
1403 | M7-0360 | Controller, Real-Time Automation, RTAC, SEL-3530, SS-118, CUB 5A [FIC1985] | EHV | KCCS Power | 118 | RTAC | Schweitzer Engineering Laboratories | SEL-3530 | N/A |  | ICS-S1E0400104-R1 | Ascellerator SEL-5033 | None | S1E0400104-R1 | S1FACAB000 | N | SSPF USS-118
2014-25 | M7-0360 | FOIDS - SPACE STATION PROCESSING FACILITY | SEC | VLAN on ETXS |  | FIBER OPTIC INTRUSION DETECTION SYSTEM | FIBERSENSYS | FOIDS | FD-208 |  |  | SPECTRAVIEW | None | S1FKPFD811 | S1FKPLEN36 | Y | Windows XP
2015-317 | M7-0360 | Battery Charger 130V, USS-117 [FIC1871] | ELV | KCCS Power |  | Gateway | SENS | CommsGenius |  |  | N/A |  |  | S1E03220 | S1FACAB000
2015-349 | M7-0360 | Ethernet Gateway, SS-117A [FIC1939] | ELV | KCCS Power |  | Gateway | Eaton | PXG-600E |  |  | N/A |  |  | FIC1939 | S1FUCP0000
2015-350 | M7-0360 | Ethernet Gateway, SS-117B [FIC1941] | ELV | KCCS Power |  | Gateway | Eaton | PXG-600E |  |  | N/A |  |  | FIC1941 | S1FUCP0000
2015-351 | M7-0360 | Relay, SS-117A Main, SEL-751A [FIC1943] | ELV | KCCS Power | 117 | Controller | Schweitzer Engineering Laboratories | SEL-751A |  |  | ICS-MTMRelays-01 |  | AcSELerator Quickset Software | FIC1943 | S1FUCP0000
2015-352 | M7-0360 | Relay, SS-117B Main, SEL-751A [FIC1945] | ELV | KCCS Power | 117 | Controller | Schweitzer Engineering Laboratories | SEL-751A |  |  | ICS-MTMRelays-01 |  | AcSELerator Quickset Software | FIC1945 | S1FUCP0000
2015-353 | M7-0360 | Relay, SS-117 Tie, SEL-751A [FIC1947] | ELV | KCCS Power | 117 | Controller | Schweitzer Engineering Laboratories | SEL-751A |  |  | ICS-MTMRelays-01 |  | AcSELerator Quickset Software | FIC1947 | S1FUCP0000
2015-358 | M7-0360 | Relay, SS-117 Generator, SEL 751A [FIC1957] | ELV | KCCS Power | 117 | Controller | Schweitzer Engineering Laboratories | SEL-751A |  |  |  |  | AcSELerator Quickset Software | FIC1957 | S1FUCP0000
2015-359 | M7-0360 | Ethernet Gateway, SS-HIBA [FIC1959] | ELV | KCCS Power |  | Gateway | Eaton | PXG-600E |  |  | N/A |  |  | FIC1959 | S1FUCP0000
2015-360 | M7-0360 | Ethernet Gateway, SS-HIBB [FIC1961] | ELV | KCCS Power |  | Gateway | Eaton | PXG-600E |  |  | N/A |  |  | FIC1961 | S1FUCP0000
2015-372 | M7-0360 | Relay, SS-HIB Tie, SEL 751A, Protective Relay [FIC1993] | ELV | KCCS Power | 117 | Controller | Schweitzer Engineering Laboratories | SEL-751A |  |  |  |  | AcSELerator Quickset Software | FIC1993 | S1FUCP0000
2015-383 | M7-0360 | Controls, BAS, FMRP.04 | HVC | None |  | infinet | Andover | Net Controller 2 | [5 empty] | S1AUC016 | S1FECAA000 | N
2015-384 | M7-0360 | Controls, BAS, FMRP.01 | HVC | None |  | infinet | Andover | Net Controller 2 | [5 empty] | S1AUC012 | S1FECAA000 | N
2015-385 | M7-0360 | Controls, BAS, FMRP.02 | HVC | None |  | infinet | Andover | Net Controller 2 | [5 empty] | S1AUC013 | S1FECAA000 | N
2015-386 | M7-0360 | Controls, BAS, FMRP.03 | HVC | None |  | infinet | Andover | Net Controller 2 | [5 empty] | S1AUC014 | S1FECAA000 | N
2015-387 | M7-0360 | Server, Andover, Backup, Bkcontinuumsrv | HVC | None |  | infinet | Andover | Net Controller 2 | [5 empty] | S1AUC003 | S1FHVAA000 | N
2015-388 | M7-0360 | Controls, BAS, FMRP.03A | HVC | VLAN18 | [9 empty] | S1AUC015 | S1FECAA000 | N
2015-389 | M7-0360 | Server, Andover, Domain Primary, Andover-DC01 | HVC | VLAN18 | [9 empty] | S1AUC004 | S1FHVAA000 | N
2015-390 | M7-0360 | Server, Andover, Web Client | HVC | VLAN18 | [9 empty] | S1AUC010 |  | N
2015-391 | M7-0360 | Workstation, Andover, IEMS-WS | HVC | VLAN18 | [9 empty] | S1AUC005 | S1FHVAA000 | N
2015-392 | M7-0360 | Workstation, Andover, OPC-WS | HVC | VLAN18 | [9 empty] | S1AUC006 | S1FHVAA000 | N
2015-403 | M7-0360 | Controls, PLC, UPS-100 Module | UPS | None | 100 | PLC | Allen-Bradley | SLC 5/02 |  |  | ICS-S1EUC001 |  |  | S1EUC001 | S1FACAB000 | N
2015-404 | M7-0360 | Controls, PLC, UPS-100 PBCC #1 | UPS | None | 100 | PLC | Allen-Bradley | SLC 5/02 |  |  | ICS-S1EUC002 |  |  | S1EUC002 | S1FACAB000 | N
2015-405 | M7-0360 | Controls, PLC, UPS-100 PBCC #2 | UPS | None | 100 | PLC | Allen-Bradley | SLC 5/02 |  |  | ICS-S1EUC003 |  |  | S1EUC003 | S1FACAB000 | N
2015-412 | M7-0360 | Controls, PLC, Booster Pumps | WWS | None |  | PLC | Allen-Bradley | SLC 5/03 | [5 empty] | S1SUC001 | S1FWP60000 | N
2015-413 | M7-0360 | Control Panel, Booster Pumps | WWS | None |  | HMI | Allen-Bradley | PanelView | PanelView 300 |  | ICS-S1SUC002 |  |  | S1SUC002 | S1FWP60000 | N
2015-418 | M7-0360 | Controls, PLC, SSPF [FIC4102] | HVC | KCCS Utility |  | PLC | Schneider Electric | Modicon Quantum | 140 CPU 113 02 |  | ICS-S1AUC001 |  |  | S1AUC001 | S1FUCU1000
2016-1180 | M7-0360 | Relay, SS 118A Main SEL-751A CUB 1B Schweitzer | EHV |  |  | Relays-MV | Schweitzer Engineering Laboratories | SEL-751A |  |  |  |  | AcSELerator Quickset Software | S1E0300401-R1 | S1FACAB000
2016-1181 | M7-0360 | Relay, SS 118A Generator SEL-751A CUB 2A Schweitzer | EHV |  |  | Relays-MV | Schweitzer Engineering Laboratories | SEL-751A |  |  |  |  | AcSELerator Quickset Software | S1E0300501-R1 | S1FACAB000
2016-1182 | M7-0360 | Relay, SS 118A MCC-D3 SEL-751A CUB 2B Schweitzer | EHV |  |  | Relays-MV | Schweitzer Engineering Laboratories | SEL-751A |  |  |  |  | AcSELerator Quickset Software | S1E0300601-R1 | S1FACAB000
2016-1183 | M7-0360 | Relay, SS 118A MCC-C2/C3 SEL-751A CUB 3A Schweitzer | EHV |  |  | Relays-MV | Schweitzer Engineering Laboratories | SEL-751A |  |  |  |  | AcSELerator Quickset Software | S1E0300701-R1 | S1FACAB000
2016-1184 | M7-0360 | Relay, SS 118A MDP-D4/D5 SEL-751A CUB 3B Schweitzer | EHV |  |  | Relays-MV | Schweitzer Engineering Laboratories | SEL-751A |  |  |  |  | AcSELerator Quickset Software | S1E0300801-R1 | S1FACAB000
2016-1185 | M7-0360 | Relay, SS 118A Tie SEL-751A CUB 4A Schweitzer | EHV |  |  | Relays-MV | Schweitzer Engineering Laboratories | SEL-751A |  |  |  |  | AcSELerator Quickset Software | S1E0300901-R1 | S1FACAB000
2016-1186 | M7-0360 | Relay, SS 118A MCC-C1 SEL-751A CUB 4B Schweitzer | EHV |  |  | Relays-MV | Schweitzer Engineering Laboratories | SEL-751A |  |  |  |  | AcSELerator Quickset Software | S1E0301001-R1 | S1FACAB000
2016-1187 | M7-0360 | Relay, SS 118B MAIN SEL-751A CUB 8B Schweitzer | EHV |  |  | Relays-MV | Schweitzer Engineering Laboratories | SEL-751A |  |  |  |  | AcSELerator Quickset Software | S1E0400401-R1 | S1FACAB000
2016-1188 | M7-0360 | Relay, SS 118B PORTABLE CHILLER SEL-751A CUB 7A Schweitzer | EHV |  |  | Relays-MV | Schweitzer Engineering Laboratories | SEL-751A |  |  |  |  | AcSELerator Quickset Software | S1E0400501-R1 | S1FACAB000
2016-1189 | M7-0360 | Relay, SS 118B MDP-D1/ACF SEL-751A CUB 7B Schweitzer | EHV |  |  | Relays-MV | Schweitzer Engineering Laboratories | SEL-751A |  |  |  |  | AcSELerator Quickset Software | S1E0400601-R1 | S1FACAB000
2016-1190 | M7-0360 | Relay, SS 118B MCC-C4/C5 SEL-751A CUB 6A Schweitzer | EHV |  |  | Relays-MV | Schweitzer Engineering Laboratories | SEL-751A |  |  |  |  | AcSELerator Quickset Software | S1E0400701-R1 | S1FACAB000
2016-1191 | M7-0360 | Relay, SS 118B MDP-D2 SEL-751A CUB 6B Schweitzer | EHV |  |  | Relays-MV | Schweitzer Engineering Laboratories | SEL-751A |  |  |  |  | AcSELerator Quickset Software | S1E0400801-R1 | S1FACAB000
2016-1192 | M7-0360 | RELAY, SS 118B MCC-C6 SEL-751A CUB 5B SCHWEITZER | EHV |  |  | Relays-MV | Schweitzer Engineering Laboratories | SEL-751A |  |  |  |  | AcSELerator Quickset Software | S1E0400901-R1 | S1FACAB000
2019-040 | M7-0360 | SSPF PLC Source Code [FIC4114] | ELV | KCCS Utility | [6 empty] | ICS-ICAUC001
169 | M7-0361 | FACP | PSY |  |  | FA | SIMPLEX | 4002 | FACP |  |  | REV 4.05.07 | None | S1F40021 | S1FFAES000 | Y
170 | M7-0361A | FACP | PSY |  |  | FA | SIMPLEX | 4100U | FACP |  |  | REV 4.05.07 | None | S1FFACP361 | S1FFA10000 | Y
1224 | M7-0361A | Controls, BAS, SCP-1 | HVC | None |  | infinet | Andover | 920 |  |  |  | Continuum 1.94, Ver.201 | None | S1AUC367 | S1FHVAC000 | N | INFNET ID 1, FMRP.03
1225 | M7-0361A | Controls, BAS, SCP-4 | HVC | None |  | infinet | Andover | 920 |  |  |  | Continuum 1.94, Ver.201 | None | S1AUC368 | S1FELAB000 | N | INFNET ID 51, FMRP.03
1226 | M7-0361A | Controls, BAS, SCP-5 | HVC | None |  | infinet | Andover | 920 |  |  |  | Continuum 1.94, Ver.201 | None | S1AUC369 | S1FELAB000 | N | INFNET ID 112, FMRP.03
171 | M7-0362 | FACP | PSY |  |  | FA | SIMPLEX | 4005 | FACP |  |  |  | None | S1FFACP362 | S1FFAOP200 | Y
1312 | M7-0362 | Controls, BAS, AIIP M7-362 | HVC | None |  | infinet | Andover | i2608 |  |  |  | Continuum 1.94, Ver.201 | None | S1AUC370 | S1FHVAB000 | N | INFNET ID 35, FMRP.03
374 | M7-0407 | Controls, PLC [FIC1600] | HVC | KCCS Utility |  | PLC | Schneider Electric | Modicon Quantum | 140CPU11302 |  | ICS-FIC1600 | Concept 2.5 | None | FIC1600 | K8FUCU0000 | N
731 | M7-0407 | Controls, PLC, Chiller 1 | HVC | None |  | PLC | Allen-Bradley | PLC-5/20 | 1785-L20B |  |  | RSLOGIX 5 (VER 7.10.02 CPR7) | None | K8AUC001 | K8FHVCCS00 | N | CHILLER #1
732 | M7-0407 | Controls, PLC, Chiller 2 | HVC | None |  | PLC | Allen-Bradley | PLC-5/20 | 1785-L20B |  |  | RSLOGIX 5 (VER 7.10.02 CPR7) | None | K8AUC002 | K8FHVCCS00 | N | CHILLER #2
733 | M7-0407 | Control Panel, Chiller 1 | HVC | None |  | HMI | Allen-Bradley | PANELVIEW 300 |  |  |  | No Development software | None | K8AUC003 | K8FHVCCS00 | N | CHILLER #1 No Development software
734 | M7-0407 | Control Panel, Chiller 2 | HVC | None |  | HMI | Allen-Bradley | PANELVIEW 300 |  |  |  | No Development software | None | K8AUC004 | K8FHVCCS00 | N | CHILLER #2 No Development software
1321 | M7-0407 | Workstation, Andover, OM-WS | HVC | VLAN18 |  | DDC | Dell Optiplex | GX270 2.8 GHz | 4XCHR51 |  |  | Continuum 1.94, Win 7 | None | K8AUC008 | K8FHV90000 | N | NASA Tag # 3020429
2015-370 | M7-0407 | Controller, Real-Time Automation, RTAC, SEL-3530, USS-119 [FIC1989] | EHV | KCCS Power | 119 | Controller | Schweitzer Engineering Laboratories | SEL-3530 |  |  |  |  | AcSELerator RTAC Software | FIC1989 | K8FUCP0000
2015-371 | M7-0407 | Controller, Real-Time Automation, RTAC, SEL-3530, USS-119 [FIC1991] | EHV | KCCS Power | 119 | Controller | Schweitzer Engineering Laboratories | SEL-3530 |  |  |  |  | AcSELerator RTAC Software | FIC1991 | K8FUCP0000
2015-414 | M7-0407 | Controls, PLC, IACP [FIC4000] | HVC | KCCS Utility |  | PLC | Schneider Electric | Modicon Quantum | 140 CPU 113 03 |  |  |  |  | K8AUC005 | K8FUCU0000
2015-415 | M7-0407 | Controls, PLC, IACP [FIC4002] | HVC | KCCS Utility |  | PLC | Schneider Electric | Modicon Quantum | 140 CPU 113 03 |  |  |  |  | K8AUC006 | K8FUCU0000
2015-416 | M7-0407 | Controls, PLC, IACP [FIC4004] | HVC | KCCS Utility |  | PLC | Schneider Electric | Modicon Quantum | 140 CPU 113 03 |  | ICS-K8AUC007 |  |  | K8AUC007 | K8FUCU0000
2016-0003 | M7-0407 | Workstation, BAS, IACP-IOZ | HVC |  |  | Controls-Workstation | TBD | TBD | TBD |  |  | TBD | TBD | K8AUC009 | K8FHV90000 | N
2016-0754 | M7-0407 | RELAY, PERCENTAGE DIFFERENTIAL, CHILLER 3 | EHV |  |  | Relays-MV | BASLER ELECTRIC | BE1-87G |  |  | N/A |  | None | K8E0310301 | K8FAC60000
2016-0755 | M7-0407 | RELAY OC MP3000 CHILLER #3 | EHV |  |  | Relays-MV | CUTLER-HAMMER | MP 3000 |  |  | N/A |  |  | K8E0310302 | K8FAC60000
2016-0756 | M7-0407 | RELAY, PERCENTAGE DIFFERENTIAL, CHILLER 6 | EHV |  |  | Relays-MV | BASLER ELECTRIC | BE1-87G |  |  | N/A |  | None | K8E0310601 | K8FAC60000
2016-0757 | M7-0407 | RELAY OC MP3000 CHILLER #6 | EHV |  |  | Relays-MV | CUTLER-HAMMER | MP 3000 |  |  | N/A |  |  | K8E0310602 | K8FAC60000
2016-0758 | M7-0407 | RELAY, PERCENTAGE DIFFERENTIAL, CHILLER 4 | EHV |  |  | Relays-MV | BASLER ELECTRIC | BE1-87G |  |  | N/A |  | None | K8E0410401 | K8FAC60000
2016-0759 | M7-0407 | RELAY OC MP3000 CHILLER #4 | EHV |  |  | Relays-MV | CUTLER-HAMMER | MP 3000 |  |  | N/A |  |  | K8E0410402 | K8FAC60000
2016-0760 | M7-0407 | RELAY, PERCENTAGE DIFFERENTIAL, CHILLER 5 | EHV |  |  | Relays-MV | BASLER ELECTRIC | BE1-87G |  |  | N/A |  | None | K8E0410501 | K8FAC60000
2016-0761 | M7-0407 | RELAY OC MP3000 CHILLER #5 | EHV |  |  | Relays-MV | CUTLER-HAMMER | MP 3000 |  |  | N/A |  |  | K8E0410502 | K8FAC60000
173 | M7-0409 | FACP | PSY |  |  | FA | SIMPLEX | 4100U | FACP |  |  | REV 4.05.07 | None | FRFFACPN16 | FRFFAAS000 | Y
346 | M7-0409 | Controls, PLC [FIC1503] | ELV | KCCS Power |  | PLC | Schneider Electric | M580 | Processor V. 2.20-9 |  | ICS-FIC1503 | Unity Pro XL | None | FIC1503 | FRFUCP0000 | Y
347 | M7-0409 | Controls, PLC [FIC1504] | HVC | KCCS Utility |  | PLC | Schneider Electric | M580 | Processor V. 2.20-9 |  | ICS-FIC1504 | Unity Pro XL | None | FIC1504 | FRFUCU0000 | N
411 | M7-0409 | Controls, PLC, EDL Elevator #1, Southeast Corner | ELEV | None |  | PLC | Emerson Electric | Rx3i | IC695CPE305 |  | ICS-FR601001-01 | LOGICMASTER/PROFICY | None | FR601001-01 | FRFEV60000 | Y
1774 | M7-0409 | Controller, Elevator #2 | ELEV | None |  | Microprocessor | Montgomery/Kone | MIPROM | MIPROM 21 |  |  | ** Proprietary ** | EPROM | FR602001-01 | FRFEV00000 | Y
2015-419 | M7-0409 | Controls, PLC, EDL [FIC4104] | HVC | KCCS Utility |  | PLC | Schneider Electric | Modicon Quantum | 140 CPU 113 02 |  | ICS-FRAUC001 |  |  | FRAUC001 | FRFUCU0000
2014-12 | M7-0411 | Controls, BAS, AHU-1A | HVC | None |  | BacNet | Automated Logic | LGR25 |  |  |  | WebCtrl | None | S1AUC372 | S1FHVACF00 | N
2014-13 | M7-0411 | Controls, BAS, AHU-1B | HVC | None |  | BacNet | Automated Logic | LGR25 |  |  |  | WebCtrl | None | S1AUC373 | S1FHVACF00 | N
2014-14 | M7-0411 | Controls, BAS, CP-1 | HVC | None |  | BacNet | Automated Logic | LGR25 |  |  |  | WebCtrl | None | S1AUC374 | S1FHVACF00 | N
2014-15 | M7-0411 | Controls, BAS, CP-3 | HVC | None |  | BacNet | Automated Logic | LGR100 |  |  |  | WebCtrl | None | S1AUC376 | S1FHVACF00 | N
2014-16 | M7-0411 | Controls, BAS, VAV with Heat | HVC | None |  | BacNet | Automated Logic | ZN341V+ |  |  |  | WebCtrl | None | S1AUC378 | S1FHVACF00 | N
2014-18 | M7-0411 | Controls, BAS, VAV Supply | HVC | None |  | BacNet | LCS Envirotrak | ENV-IV |  |  |  | WebCtrl | None | S1AUC377 | S1FHVACF00 | N
2014-39 | M7-0411 | Ethernet Gateway [FIC1668] | EHV | KCCS Utility |  | Gateway | Curry Controls | LGR-1000 | N/A |  |  |  | None | FIC1668 | S1FUCU0000 | N | Science Annex
2015-374 | M7-0411 | Controls, BAS, CP-2 | HVC | None |  | BacNet | Automated Logic | ME812u | [5 empty] | S1AUC375 | S1FHVACF00 | N
2015-375 | M7-0411 | Control Panel, CP-2 | HVC | None |  | BacNet | Automated Logic | BACview6 | [5 empty] | S1AUC371 | S1FHVACF00 | N
2016-0143 | M7-0411 | Controls, Server,WebCTRL Server | ELV | None |  | Controls-Server | TBD | TBD | [5 empty] | S1AUC379 | S1FHVACF00
1256 | M7-0453 | M7-453 AHU | HVC | None |  | infinet | Andover | 920 |  |  |  | Continuum 1.94, Ver.201 | None | M7-0453HVC | SKFHVAA000 | N | INFNET ID 15 off M7-453(FMRP.10) Net Controller, No Baseline or Control Drawings available
2015-377 | M7-0453 | Controls, BAS, Net Controller | HVC | VLAN18 |  |  | Andover | [6 empty] | SKAUC001 | SKFHVAA000 | N
175 | M7-0505 | FACP | PSY |  |  | FA | SIMPLEX | 4100 | FACP |  |  | 9170302K rev 1 | None | SBF41001 | SBFFAAS000 | Y
1246 | M7-0505 | AHU10 | HVC | None |  | infinet | Andover | 920 |  |  |  | Continuum 1.94, Ver.201 | None | M7-0505HVCUC | SBFHV90000 | N | INFNET ID 8 off M7-453 (FMRP.10) Net Controller,No Baseline or Control Drawings available
1247 | M7-0505 | AHU11 | HVC | None |  | infinet | Andover | 920 |  |  |  | Continuum 1.94, Ver.201 | None | M7-0505HVCUC | SBFHV90000 | N | INFNET ID 11 off M7-453 (FMRP.10) Net Controller,No Baseline or Control Drawings available
1248 | M7-0505 | AHU15 | HVC | None |  | infinet | Andover | 920 |  |  |  | Continuum 1.94, Ver.201 | None | M7-0505HVCUC | SBFHV90000 | N | INFNET ID 4 off M7-453 (FMRP.10) Net Controller,No Baseline or Control Drawings available
1249 | M7-0505 | AHU16 | HVC | None |  | infinet | Andover | 920 |  |  |  | Continuum 1.94, Ver.201 | None | M7-0505HVCUC | SBFHV90000 | N | INFNET ID 12 off M7-453 (FMRP.10) Net Controller,No Baseline or Control Drawings available
1250 | M7-0505 | AHU19 | HVC | None |  | infinet | Andover | 920 |  |  |  | Continuum 1.94, Ver.201 | None | M7-0505HVCUC | SBFHV90000 | N | INFNET ID 5 off M7-453 (FMRP.10) Net Controller,No Baseline or Control Drawings available
1251 | M7-0505 | AHU20 | HVC | None |  | infinet | Andover | 920 |  |  |  | Continuum 1.94, Ver.201 | None | M7-0505HVCUC | SBFHV90000 | N | INFNET ID 6 off M7-453 (FMRP.10) Net Controller,No Baseline or Control Drawings available
1252 | M7-0505 | AHU21 RM1260 | HVC | None |  | infinet | Andover | 920 |  |  |  | Continuum 1.94, Ver.201 | None | M7-0505HVCUC | SBFHV90000 | N | INFNET ID 7 off M7-453 (FMRP.10) Net Controller,No Baseline or Control Drawings available
1253 | M7-0505 | AHU21 RM1220 | HVC | None |  | infinet | Andover | 920 |  |  |  | Continuum 1.94, Ver.201 | None | M7-0505HVCUC | SBFHV90000 | N | INFNET ID 3 off M7-453 (FMRP.10) Net Controller,No Baseline or Control Drawings available
1254 | M7-0505 | AHU23 | HVC | None |  | infinet | Andover | 920 |  |  |  | Continuum 1.94, Ver.201 | None | M7-0505HVCUC | SBFHV90000 | N | INFNET ID 10 off M7-453 (FMRP.10) Net Controller,No Baseline or Control Drawings available
1255 | M7-0505 | AHU24 | HVC | None |  | infinet | Andover | 920 |  |  |  | Continuum 1.94, Ver.201 | None | M7-0505HVCUC | SBFHV90000 | N | INFNET ID 9 off M7-453(FMRP.10) Net Controller, No Baseline or Control Drawings available
1257 | M7-0505 | LOGISTIC COOLERS RM 1130 | HVC | None |  | infinet | Andover | 920 |  |  |  | Continuum 1.94, Ver.201 | None | M7-0505HVCUC | SBFHV90000 | N | INFNET ID 1 off M7-453(FMRP.10) Net Controller, No Baseline or Control Drawings available
1258 | M7-0505 | AHU27 | HVC | None |  | infinet | Andover | 920 |  |  |  | Continuum 1.94, Ver.201 | None | M7-0505HVCUC | SBFHV90000 | N | INFNET ID 2 off M7-453(FMRP.10) Net Controller, No Baseline or Control Drawings available
1297 | M7-0505 | AHU5 | HVC | None |  | infinet | Andover | i2867 |  |  |  | Continuum 1.94, Ver.201 | None | M7-0505HVCUC | SBFHV90000 | N | INFNET ID 13 off M7-453(FMRP.10) Net Controller, No Baseline or Control Drawings available
1298 | M7-0505 | AHU3 | HVC | None |  | infinet | Andover | i2867 |  |  |  | Continuum 1.94, Ver.201 | None | M7-0505HVCUC | SBFHV90000 | N | INFNET ID 14 off M7-453(FMRP.10) Net Controller, No Baseline or Control Drawings available
1299 | M7-0505 | AHU4 | HVC | None |  | infinet | Andover | i2867 |  |  |  | Continuum 1.94, Ver.201 | None | M7-0505HVCUC | SBFHV90000 | N | INFNET ID 16 off M7-453(FMRP.10) Net Controller, No Baseline or Control Drawings available
2015-357 | M7-0505 | Ethernet Gateway, USS-221, USS-222, USS-223, USS-224 [FIC1955] | ELV | KCCS Power |  | Gateway | Square D | PowerLogic EGX400 |  |  | N/A |  |  | FIC1955 | SBFUCP0000
2015-361 | M7-0505 | UPS-114, 9355, 20KVA, 208VAC In, 208VAC Out [FIC1963] | UPS | KCCS Power | 114 | UPS-Self Contained | Eaton Powerware | SYSTEM 9355-30 MODEL 20 | [5 empty] | SBU01002 | SBFUP20K00
2015-395 | M7-0505 | Net Controller | HVC | VLAN18 |  | infinet | Andover | CX9001 | [5 empty] | M7-0505HVCUC | SBFHV90000 | N
2015-420 | M7-0505 | Controls, PLC, Payload Support Bldg [FIC4106] | HVC | KCCS Utility |  | PLC | Schneider Electric | Modicon Quantum | 140 CPU 113 02 |  | ICS-SBAUC001 |  |  | SBAUC001 | SBFUCU0000
1803 | M7-0508 | FACP | PSY |  |  | FA | SIMPLEX | 4005 | FACP |  |  | 9170302K REV 2 | None | X3FFACP001 | X3FFA00000 | Y
176 | M7-0554 | FACP | PSY |  |  | FA | SIMPLEX | 4002 | FACP |  |  |  | None | POF41001 | POFFAAS000 | Y
177 | M7-0555 | FACP | PSY |  |  | FA | SIMPLEX | 4002 | FACP |  |  |  | None | BPF41001 | BPFFA60000 | Y
178 | M7-0557 | FACP | PSY |  |  | FA | SIMPLEX | 4005 | FACP |  |  |  | None | IIFFACP001 | BQFFA90000 | Y
179 | M7-0581 | FACP | PSY |  |  | FA | SIMPLEX | 4002 | FACP |  |  |  | None | A3F41001 | A3FFAAS000 | Y
1773 | M7-0581 | TORNADO AREA WARNING SIREN EAST INDUSTRIAL AREA | TAWS | TAWS Radios |  | TORNADO WARNING SIREN PLC | Allen-Bradley | MicroLogix | 1763-L16DWD |  | ICS-A3FPASN110 | RSLogix 500 | None | A3FPASN110 | K-FPAWW000 | Y | Windows XP
2014-01 | M7-0581 | TORNADO AREA WARNING SIREN EAST INDUSTRIAL AREA | TAWS | TAWS Radios |  | TORNADO WARNING SIREN RADIO | CAL-AMP | INTEGRA TR | 242-4018-551 |  |  | INTEGRA TR PROGRAMMER | None | A3FPASN110 | K-FPAWW000 | Y | Windows XP
791 | M7-0777 | Control Panel, HMI | HVC | None |  | HMI | Andover | DCX250 |  |  |  | Continuum 1.94, Ver.201 | None | Q9AUC001 | Q9FHVAA000 | N | INFNET ID 224
986 | M7-0777 | Controls, PLC, LASF (CRF) Elevator #1 | ELEV | None |  | PLC | IDEC | FA-2J | FA-2J |  |  | IDEC CLIP 6.0 | None | Q9601001-01 | Q9FEVAA000 | Y | Spares available on secondary market
1284 | M7-0777 | Controls, BAS, HW | HVC | None |  | infinet | Andover | 920 |  |  |  | Continuum 1.94, Ver.201 | None | Q9AUC007 | Q9FHVAA000 | N | INFNET ID 5
1285 | M7-0777 | Controls, BAS, OAU-1 | HVC | None |  | infinet | Andover | 920 |  |  |  | Continuum 1.94, Ver.201 | None | Q9AUC009 | Q9FHVAA000 | N | INFNET ID 8
1286 | M7-0777 | Controls, BAS, OAU-2 | HVC | None |  | infinet | Andover | 920 |  |  |  | Continuum 1.94, Ver.201 | None | Q9AUC010 | Q9FHVAA000 | N | INFNET ID 3
1287 | M7-0777 | Controls, BAS, AHU-1, High Bay | HVC | None |  | infinet | Andover | 920 |  |  |  | Continuum 1.94, Ver.201 | None | Q9AUC002 | Q9FHVAA000 | N | INFNET ID 12
1289 | M7-0777 | Controls, BAS, AHU-1, Office Area | HVC | None |  | infinet | Andover | 920 |  |  |  | Continuum 1.94, Ver.201 | None | Q9AUC003 | Q9FHVAA000 | N | INFNET ID 4
1290 | M7-0777 | Controls, BAS, AHU-2, High Bay | HVC | None |  | infinet | Andover | 920 |  |  |  | Continuum 1.94, Ver.201 | None | Q9AUC004 | Q9FHVAA000 | N | INFNET ID 9
1291 | M7-0777 | Controls, BAS, AHU-2, Office Area | HVC | None |  | infinet | Andover | 920 |  |  |  | Continuum 1.94, Ver.201 | None | Q9AUC005 | Q9FHVAA000 | N | INFNET ID 12
1292 | M7-0777 | Controls, BAS, CHW | HVC | None |  | infinet | Andover | 920 |  |  |  | Continuum 1.94, Ver.201 | None | Q9AUC006 | Q9FHVAA000 | N | INFNET ID 6
2015-378 | M7-0777 | Controls, BAS, Net Controller | HVC | None |  | infinet | Andover | CX9200 | [5 empty] | Q9AUC008 | Q9FHVAA000 | N
182 | M7-0809 | FACP | PSY |  |  | FA | SIMPLEX | 4001 | FACP |  |  | Q1A0008H REV 7 | None | Y1F41001 | Y1FFA90000 | Y
183 | M7-0867 | FACP | PSY |  |  | FA | SIMPLEX | 4002 | FACP |  |  |  | None | RCF41001 | RCFFA40000 | Y
184 | M7-0912 | FACP | PSY |  |  | FA | SIMPLEX | 4005 | FACP |  |  | REV 4.05.07 | None | I1FFACP001 | I1FFA93000 | Y
189 | M7-1059 | FACP | PSY |  |  | FA | SIMPLEX | 4020 | FACP |  |  | 0142003A rev 9 | None | FTFFACP001 | FTFFA00000 | Y
1475 | M7-1059 | WORKSTATION | HVC | None |  | DDC | Andover |  |  |  |  | CONTINUUM | None | M7-1059HVC | FTFHVH2000 | N | HMF OPS
1476 | M7-1059 | NET CONTROLLER | HVC | None |  | DDC | Andover | CX9940 |  |  |  | CONTINUUM | None | M7-1059HVC | FTFHVH2000 | N | HMF OPS
1477 | M7-1059 | AHU-1 | HVC | None |  | DDC | Andover | LCX810 |  |  |  | CONTINUUM | None | M7-1059HVC | FTFHVH2000 | N | HMF OPS
1478 | M7-1059 | HMI SCREEN | HVC | None |  | DDC | Andover | DCX250 |  |  |  | CONTINUUM | None | M7-1059HVC | FTFHVH2000 | N | HMF OPS
1479 | M7-1059 | VAV - 22 | HVC | None |  | DDC | Andover | TCX866 |  |  |  | CONTINUUM | None | M7-1059HVC | FTFHVH2000 | N | HMF OPS
2019-097 | M7-1059 | Controls, BAS, Netcontroller | HVAC | SA |  | Network | Andover | 9680 |  |  |  |  | Continuum | NA
192 | M7-1104 | FACP | PSY |  |  | FA | SIMPLEX | 4100 | FACP |  |  | REV 4.05.07 | None | S2F41001 | S2FFA00000 | Y | ABANDONED
193 | M7-1104 | FACP PRE-ACT | PSY |  |  | FA | SIMPLEX | 4100 | FACP |  |  | REV 4.05.07 | None | S2FPA001 | S2FFA00000 | Y | WAITING TURNOVER
787 | M7-1104 | MPPF OSERVATION_DCX | HVC | None |  | infinet | Andover | DCX250 |  |  |  | Continuum 1.94, Ver.201 | None | M7-1104HVC | S2FHVAA000 | N | INFNET ID 225
788 | M7-1104 | MPPF RM_118 | HVC | None |  | infinet | Andover | DCX250 |  |  |  | Continuum 1.94, Ver.201 | None | M7-1104HVC | S2FHVAA000 | N | INFNET ID 224
908 | M7-1104 | EMS_A | HVC | None |  | infinet | Andover | DCX800 |  |  |  | Continuum 1.94, Ver.201 | None | M7-1104HVC | S2FHVAA000 | N | INFNET ID 14
909 | M7-1104 | EMS_B | HVC | None |  | infinet | Andover | DCX800 |  |  |  | Continuum 1.94, Ver.201 | None | M7-1104HVC | S2FHVAA000 | N | INFNET ID 13
910 | M7-1104 | EMS_C | HVC | None |  | infinet | Andover | DCX800 |  |  |  | Continuum 1.94, Ver.201 | None | M7-1104HVC | S2FHVAA000 | N | INFNET ID 15
911 | M7-1104 | EMS_D | HVC | None |  | infinet | Andover | DCX800 |  |  |  | Continuum 1.94, Ver.201 | None | M7-1104HVC | S2FHVAA000 | N | INFNET ID 21
912 | M7-1104 | VAV_6.1 | HVC | None |  | infinet | Andover | DCX850 |  |  |  | Continuum 1.94, Ver.201 | None | M7-1104HVC | S2FHVAA000 | N | INFNET ID 17
913 | M7-1104 | VAV_6.2 | HVC | None |  | infinet | Andover | DCX850 |  |  |  | Continuum 1.94, Ver.201 | None | M7-1104HVC | S2FHVAA000 | N | INFNET ID 18
914 | M7-1104 | VAV_6.3 | HVC | None |  | infinet | Andover | DCX850 |  |  |  | Continuum 1.94, Ver.201 | None | M7-1104HVC | S2FHVAA000 | N | INFNET ID 19
915 | M7-1104 | VAV_6.4 | HVC | None |  | infinet | Andover | DCX850 |  |  |  | Continuum 1.94, Ver.201 | None | M7-1104HVC | S2FHVAA000 | N | INFNET ID 20
1261 | M7-1104 | Controls, BAS, VU-1 | HVC | None |  | infinet | Andover | 920 |  |  |  | Continuum 1.94, Ver.201 | None | S2AUC013 | S2FHVAA000 | N | INFNET ID 4
1262 | M7-1104 | Controls, BAS, VU-2 | HVC | None |  | infinet | Andover | 920 |  |  |  | Continuum 1.94, Ver.201 | None | S2AUC014 | S2FHVAA000 | N | INFNET ID 5
1270 | M7-1104 | Controls, BAS, AHU-1 | HVC | None |  | infinet | Andover | 920 |  |  |  | Continuum 1.94, Ver.201 | None | S2AUC001 | S2FHVAA000 | N | INFNET ID 6
1271 | M7-1104 | Controls, BAS, AHU-2 | HVC | None |  | infinet | Andover | 920 |  |  |  | Continuum 1.94, Ver.201 | None | S2AUC002 | S2FHVAA000 | N | INFNET ID 7
1272 | M7-1104 | Controls, BAS, AHU-3 | HVC | None |  | infinet | Andover | 920 |  |  |  | Continuum 1.94, Ver.201 | None | S2AUC003 | S2FHVAA000 | N | INFNET ID 1
1273 | M7-1104 | Controls, BAS, AHU-4 | HVC | None |  | infinet | Andover | 920 |  |  |  | Continuum 1.94, Ver.201 | None | S2AUC004 | S2FHVAA000 | N | INFNET ID 2
1274 | M7-1104 | Controls, BAS, AHU-5 | HVC | None |  | infinet | Andover | 920 |  |  |  | Continuum 1.94, Ver.201 | None | S2AUC005 | S2FHVAA000 | N | INFNET ID 3
1275 | M7-1104 | Controls, BAS, AHU-6 | HVC | None |  | infinet | Andover | 920 |  |  |  | Continuum 1.94, Ver.201 | None | S2AUC006 | S2FHVAA000 | N | INFNET ID 16
1276 | M7-1104 | Controls, BAS, Boiler & Air Compressor | HVC | None |  | infinet | Andover | 920 |  |  |  | Continuum 1.94, Ver.201 | None | S2AUC007 | S2FHVAA000 | N | INFNET ID 12
1277 | M7-1104 | Controls, BAS, Chillers | HVC | None |  | infinet | Andover | 920 |  |  |  | Continuum 1.94, Ver.201 | None | S2AUC008 | S2FHVAA000 | N | INFNET ID 10
1278 | M7-1104 | Controls, BAS, MAU-1 | HVC | None |  | infinet | Andover | 920 |  |  |  | Continuum 1.94, Ver.201 | None | S2AUC009 | S2FHVAA000 | N | INFNET ID 9
1279 | M7-1104 | Controls, BAS, MAU-2 | HVC | None |  | infinet | Andover | 920 |  |  |  | Continuum 1.94, Ver.201 | None | S2AUC010 | S2FHVAA000 | N | INFNET ID 8
1280 | M7-1104 | Controls, BAS, Misc. Equipment | HVC | None |  | infinet | Andover | 920 |  |  |  | Continuum 1.94, Ver.201 | None | S2AUC011 | S2FHVAA000 | N | INFNET ID 11
2015-337 | M7-1104 | Controls, PLC, UPS-120 [FIC1911] | UPS | KCCS Power | 120 | PLC | Schneider Electric | Modicon Quantum |  |  | ICS-S2EUC001 |  |  | FIC1911 | S2FUCP0000
2015-379 | M7-1104 | Gateway? | HVC | None |  | Gateway | Andover | bCX1 | [5 empty] | M7-1104HVC | S2FHVAA000 | N
2015-380 | M7-1104 | Controls, BAS, Net Controller | HVC | None |  | infinet | Andover | Net Controller 2 | [5 empty] | S2AUC012 | S2FHVAA000 | N
2015-402 | M7-1104 | Controls, PLC, SS-120 | ELV | None | 120 | PLC | General Electric | [6 empty] | S2EUC001 | S2FACAA000
2016-0023 | M7-1104 | Controls, PLC, ODMS [FIC1809] | ODMS | KCCS Power |  | PLC | General Electric | 90-30 | [5 empty] | TBD | S2FUCP0000
2016-0024 | M7-1104 | Controls, PLC, ODMS [FIC1811] | ODMS | KCCS Power |  | PLC | General Electric | 90-30 | [5 empty] | TBD | S2FUCP0000
2017-14 | M7-1104 | FACP Deluge | PSY |  |  | FA | SIMPLEX | 4100ES | FACP |  |  | M7_1104D rev 12 | None
2018-3 | M7-1104 | Controls, PLC [FIC1008] | ELV | KCCS Power |  | Gateway | Schneider Electric | Modicon Quantum | 140CPU11302 |  | ICS-FIC1008 | Concept 2.5 | None | TBD | S2FACAA000 | Y
2018-4 | M7-1104 | Controls, PLC [FIC1010] | ELV | KCCS Power |  | Gateway | Schneider Electric | Modicon Quantum | 140CPU11302 |  | ICS-FIC1010 | Concept 2.5 | None | TBD | S2FACAA000 | Y
2018-5 | M7-1104 | Controls, PLC [FIC1012] | ELV | KCCS Power |  | Gateway | Schneider Electric | Modicon Quantum | 140CPU11302 |  |  | Concept 2.5 | None | TBD | S2FACAA000 | Y
2019-071 | M7-1104 | Control Panel, USS-120 | ELV | None | 120 | HMI | Eaton | PanelMate | [5 empty] | S2EUC001 | S2FACAA000
2019-094 | M7-1104 | Controls, BAS, Netcontroller | HVAC | Ethernet |  | Network | Andover | 9680 |  |  |  |  | Continuum | S2AUC012 | S2FHVAA000
1767 | M7-1112 | TORNADO AREA WARNING SIREN HYPERGOLIC PROCESSING | TAWS | TAWS Radios |  | TORNADO WARNING SIREN PLC | Allen-Bradley | MicroLogix | 1763-L16DWD |  | ICS-SQFPASN104 | RSLogix 500 | None | SQFPASN104 | K-FPAWW000 | Y
2014-26 | M7-1112 | TORNADO AREA WARNING SIREN HYPERGOLIC PROCESSING | TAWS | TAWS Radios |  | TORNADO WARNING SIREN RADIO | CAL-AMP | INTEGRA TR | 242-4018-551 |  | ICS-SQFPASN104 | INTEGRA TR PROGRAMMER | None | SQFPASN104 | K-FPAWW000 | Y
414 | M7-1150 | Controls, PLC, Banana River Bridge | BRG | None |  | PLC | Allen-Bradley | PLC5-30 | 1785-L-30B |  | ICS-BBBUC001 | RSLogix 5 | None | BBBUC001 | BBFBREC000 | Y
348 | M7-1354 | Controls, PLC, [FIC1505] | ELV | KCCS Power |  | PLC | Schneider Electric | Modicon Quantum | 140CPU11302 |  | ICS-FIC1505 | Concept 2.6 | None | FIC1505 | CLFUCP0000 | Y
772 | M7-1354 | HIGH_BAY_DCX | HVC | None |  | infinet | Andover | DCX250 |  |  |  | Continuum 1.94, Ver.201 | None | M7-1354HVC | CLFHVH0000 | N | INFNET ID 225
773 | M7-1354 | PHSFDCX | HVC | None |  | infinet | Andover | DCX250 |  |  |  | Continuum 1.94, Ver.201 | None | M7-1354HVC | CLFHVH0000 | N | INFNET ID 224
891 | M7-1354 | EMS_A | HVC | None |  | infinet | Andover | DCX800 |  |  |  | Continuum 1.94, Ver.201 | None | M7-1354HVC | CLFHVH0000 | N | INFNET ID 7, No Baseline or Control Drawings available
892 | M7-1354 | EMS_B | HVC | None |  | infinet | Andover | DCX800 |  |  |  | Continuum 1.94, Ver.201 | None | M7-1354HVC | CLFHVH0000 | N | INFNET ID 8, No Baseline or Control Drawings available
932 | M7-1354 | EMS_C | HVC | None |  | infinet | Andover | DCX850 |  |  |  | Continuum 1.94, Ver.201 | None | M7-1354HVC | CLFHVH0000 | N | INFNET ID 6, No Baseline or Control Drawings available
933 | M7-1354 | EMS_D | HVC | None |  | infinet | Andover | DCX850 |  |  |  | Continuum 1.94, Ver.201 | None | M7-1354HVC | CLFHVH0000 | N | INFNET ID 9, No Baseline or Control Drawings available
1219 | M7-1354 | Controls, BAS, Humidifier | HVC | None |  | infinet | Andover | 920 |  |  |  | Continuum 1.94, Ver.201 | None | CLAUC006 | CLFHVH0000 | N | INFNET ID 10, No Baseline or Control Drawings available
1227 | M7-1354 | Controls, BAS, AHU-1 | HVC | None |  | infinet | Andover | 920 |  |  |  | Continuum 1.94, Ver.201 | None | CLAUC001 | CLFHVH0000 | N | INFNET ID 3, No Baseline or Control Drawings available
1228 | M7-1354 | Controls, BAS, AHU-2 | HVC | None |  | infinet | Andover | 920 |  |  |  | Continuum 1.94, Ver.201 | None | CLAUC002 | CLFHVH0000 | N | INFNET ID 5, No Baseline or Control Drawings available
1229 | M7-1354 | Controls, BAS, AHU-3 | HVC | None |  | infinet | Andover | 920 |  |  |  | Continuum 1.94, Ver.201 | None | CLAUC003 | CLFHVH0000 | N | INFNET ID 2, No Baseline or Control Drawings available
1230 | M7-1354 | Controls, BAS, AHU-4 | HVC | None |  | infinet | Andover | 920 |  |  |  | Continuum 1.94, Ver.201 | None | CLAUC004 | CLFHVH0000 | N | INFNET ID 1, No Baseline or Control Drawings available
1231 | M7-1354 | Controls, BAS, AHU-5 | HVC | None |  | infinet | Andover | 920 |  |  |  | Continuum 1.94, Ver.201 | None | CLAUC005 | CLFHVH0000 | N | INFNET ID 4, No Baseline or Control Drawings available
1401 | M7-1354 | Controls, PLC, SS-101 | ELV | None | 101 | PLC | General Electric | 90-30 | IC693CPU331 |  | ICS-CLEUC001 | LogicMaster 9.05 | None | CLEUC001 | CLFAC00000 | N | PHSF USS-101
2015-381 | M7-1354 | Controls, BAS, Net Controller | HVC | None |  |  | Andover | CX9200 |  |  |  |  | None | CLAUC007 | CLFHVH0000 | N
2016-0531 | M7-1354 | RELAY AUXILLIARY PANEL | EHV |  |  | Relays-LV | Allen-Bradley | TYPE N | [5 empty] | CLE01099 | CLFAC00000
2016-0532 | M7-1354 | COMPARTMENT 6A (SIDE A MAIN-TIE-MAIN THROWOVER CONTROLS) | ELV |  |  | Relays-LV | GENERAL ELECTRIC | AKD-8 | [5 empty] | CLE01214 | CLFAC00000
2019-095 | M7-1354 | Controls, BAS, Netcontroller | HVAC | Ethernet |  | Network | Andover | 9680 |  |  |  |  | Continuum | CLAUC007 | CLFHVH0000
1199 | M7-1354C | Controls, BAS, Pumps | HVC | None |  | infinet | Andover | 920 |  |  |  | Continuum 1.94, Ver.201 | None | CLAUC009 | CLFHVH0000 | N | INFNET ID 11, No Baseline or Control Drawings available
1232 | M7-1354C | Controls, BAS, Chillers | HVC | None |  | infinet | Andover | 920 |  |  |  | Continuum 1.94, Ver.201 | None | CLAUC008 | CLFHVH0000 | N | INFNET ID 12, No Baseline or Control Drawings available
783 | M7-1357 | MOSB_DCX | HVC | None |  | infinet | Andover | DCX250 |  |  |  | Continuum 1.94, Ver.201 | None | M7-1357HVC | NGFHVCL000 | N | INFNET ID 224
784 | M7-1357 | MOSB_RM103_DCX | HVC | None |  | infinet | Andover | DCX250 |  |  |  | Continuum 1.94, Ver.201 | None | M7-1357HVC | NGFHVCL000 | N | INFNET ID 227
785 | M7-1357 | CONTROL RM_DCX | HVC | None |  | infinet | Andover | DCX250 |  |  |  | Continuum 1.94, Ver.201 | None | M7-1357HVC | NGFHVCL000 | N | INFNET ID 226
924 | M7-1357 | Controls, BAS, ZD-1 | HVC | None |  | infinet | Andover | DCX850 |  |  |  | Continuum 1.94, Ver.201 | None | NGAUC003 | NGFHVCL000 | N | INFNET ID 9
925 | M7-1357 | Controls, BAS, ZD-2 | HVC | None |  | infinet | Andover | DCX850 |  |  |  | Continuum 1.94, Ver.201 | None | NGAUC004 | NGFHVCL000 | N | INFNET ID 11
926 | M7-1357 | Controls, BAS, ZD-3 | HVC | None |  | infinet | Andover | DCX850 |  |  |  | Continuum 1.94, Ver.201 | None | NGAUC005 | NGFHVCL000 | N | INFNET ID 8
927 | M7-1357 | Controls, BAS, ZD-4 | HVC | None |  | infinet | Andover | DCX850 |  |  |  | Continuum 1.94, Ver.201 | None | NGAUC006 | NGFHVCL000 | N | INFNET ID 10
928 | M7-1357 | DZ_A | HVC | None |  | infinet | Andover | DCX850 |  |  |  | Continuum 1.94, Ver.201 | None | M7-1357HVC | NGFHVCL000 | N | INFNET ID 6
929 | M7-1357 | ZD_B | HVC | None |  | infinet | Andover | DCX850 |  |  |  | Continuum 1.94, Ver.201 | None | M7-1357HVC | NGFHVCL000 | N | INFNET ID 2
930 | M7-1357 | ZD_C | HVC | None |  | infinet | Andover | DCX850 |  |  |  | Continuum 1.94, Ver.201 | None | M7-1357HVC | NGFHVCL000 | N | INFNET ID 3
931 | M7-1357 | ZD_D | HVC | None |  | infinet | Andover | DCX850 |  |  |  | Continuum 1.94, Ver.201 | None | M7-1357HVC | NGFHVCL000 | N | INFNET ID 4
1237 | M7-1357 | AHU1 | HVC | None |  | infinet | Andover | 920 |  |  |  | Continuum 1.94, Ver.201 | None | M7-1357HVC | NGFHVCL000 | N | INFNET ID 1
1238 | M7-1357 | AHU10 | HVC | None |  | infinet | Andover | 920 |  |  |  | Continuum 1.94, Ver.201 | None | M7-1357HVC | NGFHVCL000 | N | INFNET ID 14
1239 | M7-1357 | AHU100 | HVC | None |  | infinet | Andover | 920 |  |  |  | Continuum 1.94, Ver.201 | None | M7-1357HVC | NGFHVCL000 | N | INFNET ID 17
1240 | M7-1357 | AHU1 | HVC | None |  | infinet | Andover | 920 |  |  |  | Continuum 1.94, Ver.201 | None | M7-1357HVC | NGFHVCL000 | N | INFNET ID 5
1241 | M7-1357 | AHU8 | HVC | None |  | infinet | Andover | 920 |  |  |  | Continuum 1.94, Ver.201 | None | M7-1357HVC | NGFHVCL000 | N | INFNET ID 13
1242 | M7-1357 | AHU9 | HVC | None |  | infinet | Andover | 920 |  |  |  | Continuum 1.94, Ver.201 | None | M7-1357HVC | NGFHVCL000 | N | INFNET ID 12
1243 | M7-1357 | MAU1 | HVC | None |  | infinet | Andover | 920 |  |  |  | Continuum 1.94, Ver.201 | None | M7-1357HVC | NGFHVCL000 | N | INFNET ID 16
1244 | M7-1357 | Controls, BAS, PAC-2 | HVC | None |  | infinet | Andover | 920 |  |  |  | Continuum 1.94, Ver.201 | None | NGAUC001 | NGFHVCL000 | N | INFNET ID 7
1245 | M7-1357 | Controls, BAS, UPS Room AHU | HVC | None |  | infinet | Andover | 920 |  |  |  | Continuum 1.94, Ver.201 | None | NGAUC002 | NGFHVCL000 | N | INFNET ID 15
1294 | M7-1357 | TU1 RM91T | HVC | None |  | infinet | Andover | i2865 |  |  |  | Continuum 1.94, Ver.201 | None | M7-1357HVC | NGFHVCL000 | N | INFNET ID 20
1295 | M7-1357 | TU2 RM191U | HVC | None |  | infinet | Andover | i2866 |  |  |  | Continuum 1.94, Ver.201 | None | M7-1357HVC | NGFHVCL000 | N | INFNET ID 19
1296 | M7-1357 | TU3 CONF RM | HVC | None |  | infinet | Andover | i2866 |  |  |  | Continuum 1.94, Ver.201 | None | M7-1357HVC | NGFHVCL000 | N | INFNET ID 26
1804 | M7-1357 | FACP | PSY |  |  | FA | SIEMENS | MXLV | FACP |  |  |  | None | NGFFACP001 | NGFFA00000 | Y
2019-096 | M7-1357 | Controls, BAS, Netcontroller | HVAC | Ethernet |  | Network | Andover | 9200 |  |  |  |  | Continuum | NA
196 | M7-1362 | FACP | PSY |  |  | FA | SIMPLEX | 4002 | FACP |  |  |  | None | HZF41001 | HZFFA00000 | Y
1445 | M7-1362 | Controls, PLC [FIC0030] | WWS | KCCS Utility |  | PLC | Schneider Electric | Modicon Quantum | 140CPU11303 |  | ICS-E-00008262 | Concept 2.6 | None | E-00008262 | HZFUCU0000 | N
2019-038 | M7-1362 | HMF Pump House Utility Source Code [FIC0030] | WWS | KCCS Utility | [6 empty] | ICS-E-00008262
199 | M7-1472 | FACP | PSY |  |  | FA | SIMPLEX | 4002 | FACP |  |  |  | None | OSF41001 | OSFFAAS000 | Y | ABANDONED
1259 | M7-1472 | Controls, BAS, RTG-1 | HVC | None |  | infinet | Andover | 920 |  |  |  | Continuum 1.94, Ver.201 | None | OSAUC002 | OSFHV90000 | N | INFNET ID 4 off RTG Net Controller
1260 | M7-1472 | Controls, BAS, RTG-2 | HVC | None |  | infinet | Andover | 920 |  |  |  | Continuum 1.94, Ver.201 | None | OSAUC003 | OSFHV90000 | N | INFNET ID 3 off RTG Net Controller
2014-21 | M7-1472 | FOIDS - RADIOACTIVE THERMAL GENERATOR FACILITY | SEC | VLAN on ETXS |  | FIBER OPTIC INTRUSION DETECTION SYSTEM | FIBERSENSYS | FOIDS | FD-342 |  |  | SPECTRAVIEW | None | OSFKPFO981 | OSFKPLEN47 | Y | Windows XP
2015-382 | M7-1472 | Controls, BAS, Net Controller | HVC | None |  | infinet | Andover | CX9200 | [5 empty] | OSAUC001 | OSFHV90000 | N
2019-098 | M7-1472 | Controls, BAS, Netcontroller | HVAC | Ethernet |  | Network | Andover | 9200 |  |  |  |  | Continuum | OSAUC001 | K-FFN00001
1440 | ML1 | Controls, PLC, ML1 Elevator #1 | ELEV | None |  | PLC | General Electric | 90-30 | IC693CPU363 |  | ICS-22601001-01 | PROFICY | None | 22601001-01 | 22FEVA1000 | Y
1441 | ML1 | Controls, PLC, ML1 Elevator #2 | ELEV | None |  | PLC | General Electric | 90-30 | IC693CPU363 |  | ICS-22602001-01 | PROFICY | None | 22602001-01 | 22FEVA1000 | Y
2015-029 | ML1 | Ethernet Gateway, GN2/GHE Flow Meter [FIC0110] | PPL | KCCS Utility |  | Gateway | B&B Electronics | Vlinx MESR9xx | [5 empty] | FIC0110 | 22FUCDDC00
2017-33 | ML1 | Control Panel, A Deck, ML1 Elevator | ELEV | None |  | HMI | [5 empty] | EZSeries | EZSeries | TBD | 22FEVA1000
2017-34 | ML1 | Control Panel, Car, ML1 Elevator #1 | ELEV | None |  | HMI | [5 empty] | EZSeries | EZSeries | TBD | 22FEVA1000
2017-35 | ML1 | Control Panel, Control Room, Elevator #2 | ELEV | None |  | HMI | [5 empty] | EZSeries | EZSeries | TBD | 22FEVA1000
2017-36 | ML1 | Control Panel, Control Room, ML1 Elevator #1 | ELEV | None |  | HMI | [5 empty] | EZSeries | EZSeries | TBD | 22FEVA1000
2017-37 | ML1 | Control Panel, ML1 Elevator #2 | ELEV | None |  | HMI | [5 empty] | EZSeries | EZSeries | TBD | 22FEVA1000
435 | N6-1007 | Controls, PLC, W1 Pump House [FIC1518] | WWS | KCCS Utility |  | PLC | Allen-Bradley | SLC 5/05 | 1747-L552 |  | ICS-WPS04009 | RSLOGIX 500 (VER 7.20.00 CPR7) | None | WPS04009 | WPFUCU1000 | N
2015-410 | N6-1007 | Control Panel, W1 Pump House | WWS | None |  | HMI | Maple Systems | Graphic HMI | HMI5080T |  | ICS-S1SUC002 |  |  | WPSUC001 | WPFUCU1000 | N
208 | N6-1118 | FACP | PSY |  |  | FA | SIMPLEX | 4002 | FACP |  |  |  | None | RSF41001 | RSFFAAS000 | Y
209 | N6-1120 | FACP | PSY |  |  | FA | SIMPLEX | 4100 | FACP |  |  | n6-1120 rev 22 | None | R5FFACPN51 | R5FFA90000 | Y
211 | N6-2296 | FACP | PSY |  |  | FA | SIMPLEX | 4020 | FACP |  |  | 97404291I rev 2 | None | TCFACP4020001 | TCFFAAS000 | Y
409 | N6-2296 | Controls, PLC, TEL IV Elevator #1, Northeast Corner | ELEV | None |  | PLC | General Electric | 90-30 | IC693CPU331 |  | ICS-TC601001-01 | LOGICMASTER/PROFICY | None | TC601001-01 | TCFEV40000 | Y
663 | N6-2296 | AHU-1 | HVC | None |  | LON | INVENSYS | MNL-800-101 |  |  |  | WORKPLACE TECH 5.2.1.1054 | None | N6-2296HVC | PUFHV40000 | N | ilON SERVER - HOST WEB PAGES
664 | N6-2296 | AHU-2 | HVC | None |  | LON | INVENSYS | MNL-800-101 |  |  |  | WORKPLACE TECH 5.2.1.1054 | None | N6-2296HVC | PUFHV40000 | N | ilON SERVER - HOST WEB PAGES
665 | N6-2296 | AHU-3 | HVC | None |  | LON | INVENSYS | MNL-800-101 |  |  |  | WORKPLACE TECH 5.2.1.1054 | None | N6-2296HVC | PUFHV40000 | N | ilON SERVER - HOST WEB PAGES
666 | N6-2296 | AHU-4 | HVC | None |  | LON | INVENSYS | MNL-800-101 |  |  |  | WORKPLACE TECH 5.2.1.1054 | None | N6-2296HVC | PUFHV40000 | N | ilON SERVER - HOST WEB PAGES
667 | N6-2296 | AHU-5 | HVC | None |  | LON | INVENSYS | MNL-800-101 |  |  |  | WORKPLACE TECH 5.2.1.1054 | None | N6-2296HVC | PUFHV40000 | N | ilON SERVER - HOST WEB PAGES
668 | N6-2296 | AHU-6 | HVC | None |  | LON | INVENSYS | MNL-800-101 |  |  |  | WORKPLACE TECH 5.2.1.1054 | None | N6-2296HVC | PUFHV40000 | N | ilON SERVER - HOST WEB PAGES
669 | N6-2296 | AHU-7 | HVC | None |  | LON | INVENSYS | MNL-800-101 |  |  |  | WORKPLACE TECH 5.2.1.1054 | None | N6-2296HVC | PUFHV40000 | N | ilON SERVER - HOST WEB PAGES
670 | N6-2296 | MAHU-1 | HVC | None |  | LON | INVENSYS | MNL-800-101 |  |  |  | WORKPLACE TECH 5.2.1.1054 | None | N6-2296HVC | PUFHV40000 | N | ilON SERVER - HOST WEB PAGES
671 | N6-2296 | MAHU-2 | HVC | None |  | LON | INVENSYS | MNL-800-101 |  |  |  | WORKPLACE TECH 5.2.1.1054 | None | N6-2296HVC | PUFHV40000 | N | ilON SERVER - HOST WEB PAGES
672 | N6-2296 | BAHU-1 | HVC | None |  | LON | INVENSYS | MNL-800-101 |  |  |  | WORKPLACE TECH 5.2.1.1054 | None | N6-2296HVC | PUFHV40000 | N | ilON SERVER - HOST WEB PAGES
673 | N6-2296 | HUM 1&2 | HVC | None |  | LON | INVENSYS | MNL-800-101 |  |  |  | WORKPLACE TECH 5.2.1.1054 | None | N6-2296HVC | PUFHV40000 | N | ilON SERVER - HOST WEB PAGES
1770 | N6-2296 | TORNADO AREA WARNING SIREN TELEMETRY 4 | TAWS | TAWS Radios |  | TORNADO WARNING SIREN PLC | Allen-Bradley | MicroLogix | 1763-L16DWD |  | ICS-TCFPASN107 | RSLogix 500 | None | TCFPASN107 | K-FPAWW000 | Y | Windows XP
2014-30 | N6-2296 | TORNADO AREA WARNING SIREN TELEMETRY 4 | EHV | TAWS Radios |  | TORNADO WARNING SIREN RADIO | CAL-AMP | INTEGRA TR | 242-4018-551 |  | ICS-TCFPASN107 | INTEGRA TR PROGRAMMER | None | TCFPASN107 | K-FPAWW000 | Y | Windows XP
212 | Q6-0082 | FACP | PSY |  |  | FA | SIMPLEX | 4002 | FACP |  |  | 0022002C rev 2 | None | TPF41001 | TPFFAAS000 | Y
2015-406 | UK-0026 | Controls, PLC, LS10A [FIC1678] | WWS | KCCS Utility |  | PLC | Schneider Electric | Modicon M340 | BMX P34 2020 |  | ICS-IXSUC001 |  |  | IXSUC001 | K-FUCLSU00 | N
2015-407 | UK-0026 | Control Panel, LS10A | WWS | None |  | HMI | Maple Systems | Graphic HMI | HMI5070TH |  | ICS-IXSUC002 |  |  | IXSUC002 | K-FUCLSU00 | N
2015-425 | UK-0026 | Controls, PLC, CP-10, VIC [FIC1670] | WWS | KCCS Utility |  | PLC | Allen-Bradley | MicroLogix | 1763-L16DWD |  | ICS-9HSUC001 | RSLogix 500 | None | 9HSUC001 | K-FUCLSU00 | N
2015-426 | UK-0026 | Controls, PLC, CP-17, SLF [FIC1672] | WWS | KCCS Utility |  | PLC | Allen-Bradley | MicroLogix | 1763-L16DWD |  | ICS-FPSUC001 | RSLogix 500 | None | FPSUC001 | K-FUCLSU00 | N
2015-427 | UK-0026 | Controls, PLC, CP-6, Pad B [FIC1676] | WWS | KCCS Utility |  | PLC | Allen-Bradley | MicroLogix | 1763-L16DWD |  | ICS-GMSUC001 | RSLogix 500 | None | GMSUC001 | K-FUCLSU00 | N
2015-428 | UK-0026 | Controls, PLC, LS-17A , J6-2313 [FIC1680] | WWS | KCCS Utility |  | PLC | Allen-Bradley | MicroLogix | 1763-L16DWD |  | ICS-DCSUC001 | RSLogix 500 | None | DCSUC001 | K-FUCLSU00 | N
2015-429 | UK-0026 | Controls, PLC, LS-17D , J6-2465 [FIC1682] | WWS | KCCS Utility |  | PLC | Allen-Bradley | MicroLogix | 1763-L16DWD |  | ICS-Y6SUC001 | RSLogix 500 | None | Y6SUC001 | K-FUCLSU00 | N
2015-430 | UK-0026 | Controls, PLC, LS-17E , J6-2370 [FIC1684] | WWS | KCCS Utility |  | PLC | Allen-Bradley | MicroLogix | 1763-L16DWD |  | ICS-FPSUC002 | RSLogix 500 | None | FPSUC002 | K-FUCLSU00 | N
2015-431 | UK-0026 | Controls, Gateway, Lift Station Radio Access Point, Industrial Area [FIC1686] | WWS | KCCS Utility |  | Gateway | General Electric | MDS iNet 900 | N/A |  | ICS-LSSUC001 | PC Terminal Emulator | Serial Cable | FIC1686 | K-FUCLSU00 | N
2015-432 | UK-0026 | Controls, PLC, LS-1C , M7-0452 [FIC1688] | WWS | KCCS Utility |  | PLC | Allen-Bradley | MicroLogix | 1763-L16DWD |  | ICS-LSSUC001 | RSLogix 500 | None | LSSUC001 | K-FUCLSU00 | N
2015-433 | UK-0026 | Controls, PLC, LS-1F , M7-0657 [FIC1690] | WWS | KCCS Utility |  | PLC | Allen-Bradley | MicroLogix | 1763-L16DWD |  | ICS-PPSUC001 | RSLogix 500 | None | PPSUC001 | K-FUCLSU00 | N
2015-434 | UK-0026 | Controls, PLC, LS-1I , M7-0777 [FIC1694] | WWS | KCCS Utility |  | PLC | Allen-Bradley | MicroLogix | 1763-L16DWD |  | ICS-Q9SUC001 | RSLogix 500 | None | Q9SUC001 | K-FUCLSU00 | N
2015-435 | UK-0026 | Controls, PLC, LS-1J , M7-1354 [FIC1696] | WWS | KCCS Utility |  | PLC | Allen-Bradley | MicroLogix | 1763-L16DWD |  | ICS-CLSUC001 | RSLogix 500 | None | CLSUC001 | K-FUCLSU00 | N
2015-436 | UK-0026 | Controls, PLC, LS-1J2 , M7-1357 [FIC1698] | WWS | KCCS Utility |  | PLC | Allen-Bradley | MicroLogix | 1763-L16DWD |  | ICS-NGSUC001 | RSLogix 500 | None | NGSUC001 | K-FUCLSU00 | N
2015-437 | UK-0026 | Controls, PLC, LS-1L , M6-0883 [FIC1700] | WWS | KCCS Utility |  | PLC | Allen-Bradley | MicroLogix | 1763-L16DWD |  | ICS-M7SUC001 | RSLogix 500 | None | M7SUC001 | K-FUCLSU00 | N
2015-438 | UK-0026 | Controls, PLC, LS-1M , M6-0785 [FIC1702] | WWS | KCCS Utility |  | PLC | Allen-Bradley | MicroLogix | 1763-L16DWD |  | ICS-J5SUC001 | RSLogix 500 | None | J5SUC001 | K-FUCLSU00 | N
2015-439 | UK-0026 | Controls, PLC, LS-1N , M7-1104 [FIC1704] | WWS | KCCS Utility |  | PLC | Allen-Bradley | MicroLogix | 1763-L16DWD |  | ICS-S2SUC001 | RSLogix 500 | None | S2SUC001 | K-FUCLSU00 | N
2015-440 | UK-0026 | Controls, PLC, LS-1O , M6-1671A [FIC1706] | WWS | KCCS Utility |  | PLC | Allen-Bradley | MicroLogix | 1763-L16DWD |  | ICS-D2SUC001 | RSLogix 500 | None | D2SUC001 | K-FUCLSU00 | N
2015-441 | UK-0026 | Controls, PLC, LS-1P , M6-1025 [FIC1708] | WWS | KCCS Utility |  | PLC | Allen-Bradley | MicroLogix | 1763-L16DWD |  | ICS-Z7SUC001 | RSLogix 500 | None | Z7SUC001 | K-FUCLSU00 | N
2015-442 | UK-0026 | Controls, PLC, LS-1Q , M6-0740 [FIC1710] | WWS | KCCS Utility |  | PLC | Allen-Bradley | MicroLogix | 1763-L16DWD |  | ICS-M7SUC002 | RSLogix 500 | None | M7SUC002 | K-FUCLSU00 | N
2015-443 | UK-0026 | Controls, PLC, LS-1U , M6-0570 [FIC1712] | WWS | KCCS Utility |  | PLC | Allen-Bradley | MicroLogix | 1763-L16DWD |  | ICS-LOSUC001 | RSLogix 500 | None | LOSUC001 | K-FUCLSU00 | N
2015-445 | UK-0026 | Controls, PLC, LS-4A4 , K6-0696 [FIC1716] | WWS | KCCS Utility |  | PLC | Allen-Bradley | MicroLogix | 1763-L16DWD |  | ICS-GDSUC001 | RSLogix 500 | None | GDSUC001 | K-FUCLSU00 | N
2015-446 | UK-0026 | Controls, PLC, LS-4B1 , K6-1249 [FIC1718] | WWS | KCCS Utility |  | PLC | Allen-Bradley | MicroLogix | 1763-L16DWD |  | ICS-FISUC001 | RSLogix 500 | None | FISUC001 | K-FUCLSU00 | N
2015-447 | UK-0026 | Controls, PLC, LS-4B2 , K6-0848 [FIC1720] | WWS | KCCS Utility |  | PLC | Allen-Bradley | MicroLogix | 1763-L16DWD |  | ICS-VASUC001 | RSLogix 500 | None | VASUC001 | K-FUCLSU00 | N
2015-448 | UK-0026 | Controls, PLC, LS-4C1 , K6-1094 [FIC1722] | WWS | KCCS Utility |  | PLC | Allen-Bradley | MicroLogix | 1763-L16DWD |  | ICS-M3SUC001 | RSLogix 500 | None | M3SUC001 | K-FUCLSU00 | N
2015-449 | UK-0026 | Controls, PLC, LS-4D , K6-1096 [FIC1724] | WWS | KCCS Utility |  | PLC | Allen-Bradley | MicroLogix | 1763-L16DWD |  | ICS-M1SUC001 | RSLogix 500 | None | M1SUC001 | K-FUCLSU00 | N
2015-450 | UK-0026 | Controls, PLC, LS-4L , K6-1193 [FIC1726] | WWS | KCCS Utility |  | PLC | Allen-Bradley | MicroLogix | 1763-L16DWD |  | ICS-TESUC001 | RSLogix 500 | None | TESUC001 | K-FUCLSU00 | N
2015-451 | UK-0026 | Controls, PLC, LS-4N1 , K6-1547 [FIC1728] | WWS | KCCS Utility |  | PLC | Allen-Bradley | MicroLogix | 1763-L16DWD |  | ICS-CKSUC001 | RSLogix 500 | None | CKSUC001 | K-FUCLSU00 | N
2015-452 | UK-0026 | Controls, PLC, LS-4N3 , K6-1996E [FIC1730] | WWS | KCCS Utility |  | PLC | Allen-Bradley | MicroLogix | 1763-L16DWD |  | ICS-KXSUC001 | RSLogix 500 | None | KXSUC001 | K-FUCLSU00 | N
2015-453 | UK-0026 | Controls, PLC, LS-4N6 , K6-2196 [FIC1732] | WWS | KCCS Utility |  | PLC | Allen-Bradley | MicroLogix | 1763-L16DWD |  | ICS-APSUC001 | RSLogix 500 | None | APSUC001 | K-FUCLSU00 | N
2015-454 | UK-0026 | Controls, PLC, LS-4N7 , K6-2496B [FIC1734] | WWS | KCCS Utility |  | PLC | Allen-Bradley | MicroLogix | 1763-L16DWD |  | ICS-L6SUC001 | RSLogix 500 | None | L6SUC001 | K-FUCLSU00 | N
2015-455 | UK-0026 | Controls, PLC, LS-4O1 , K6-2496 [FIC1736] | WWS | KCCS Utility |  | PLC | Allen-Bradley | MicroLogix | 1763-L16DWD |  | ICS-L6SUC002 | RSLogix 500 | None | L6SUC002 | K-FUCLSU00 | N
2015-456 | UK-0026 | Controls, PLC, LS-4P2 , K6-1446 [FIC1738] | WWS | KCCS Utility |  | PLC | Allen-Bradley | MicroLogix | 1763-L16DWD |  | ICS-GASUC001 | RSLogix 500 | None | GASUC001 | K-FUCLSU00 | N
2015-457 | UK-0026 | Controls, PLC, LS-4P3 , K6-1696 [FIC1740] | WWS | KCCS Utility |  | PLC | Allen-Bradley | MicroLogix | 1763-L16DWD |  | ICS-Y4SUC001 | RSLogix 500 | None | Y4SUC001 | K-FUCLSU00 | N
2015-458 | UK-0026 | Controls, PLC, LS-4R , K6-0791 [FIC1742] | WWS | KCCS Utility |  | PLC | Allen-Bradley | MicroLogix | 1763-L16DWD |  | ICS-SSSUC003 | RSLogix 500 | None | SSSUC003 | K-FUCLSU00 | N
2015-459 | UK-0026 | Controls, PLC, LS-5C , J7-1339 [FIC1744] | WWS | KCCS Utility |  | PLC | Allen-Bradley | MicroLogix | 1763-L16DWD |  | ICS-MQSUC001 | RSLogix 500 | None | MQSUC001 | K-FUCLSU00 | N
2015-460 | UK-0026 | Controls, PLC, LS-5D , J7-1338 [FIC1746] | WWS | KCCS Utility |  | PLC | Allen-Bradley | MicroLogix | 1763-L16DWD |  | ICS-MQSUC002 | RSLogix 500 | None | MQSUC002 | K-FUCLSU00 | N
2015-461 | UK-0026 | Controls, PLC, LS-6D , J7-0689 [FIC1752] | WWS | KCCS Utility |  | PLC | Allen-Bradley | MicroLogix | 1763-L16DWD |  | ICS-GMSUC002 | RSLogix 500 | None | GMSUC002 | K-FUCLSU00 | N
2015-462 | UK-0026 | Controls, PLC, LS-9B , K7-0468 [FIC1754] | WWS | KCCS Utility |  | PLC | Allen-Bradley | MicroLogix | 1763-L16DWD |  | ICS-GGSUC001 | RSLogix 500 | None | GGSUC001 | K-FUCLSU00 | N
2016-0020 | UK-0026 | Controls, PLC, LS-5E , J8-2109 [FIC1748] | WWS | KCCS Utility |  | PLC | Allen-Bradley | MicroLogix | 1763-L16DWD |  |  | RSLogix 500 | None | TBD | K-FUCLSU00 | N
2016-0021 | UK-0026 | Controls, PLC, LS-5E2 , J8-2009 [FIC1750] | WWS | KCCS Utility |  | PLC | Allen-Bradley | MicroLogix | 1763-L16DWD |  |  | RSLogix 500 | None | TBD | K-FUCLSU00 | N
2016-0022 | UK-0026 | Controls, PLC, LS-1X , M6-0547 [FIC1762] | WWS | KCCS Utility |  | PLC | Allen-Bradley | MicroLogix | 1763-L16DWD |  |  | RSLogix 500 | None | TBD | K-FUCLSU00 | N
799 | UK-0033 | TRAFFIC SIGNAL - INTERSECTION NASA-C AVE | TS | None |  | TRAFFIC CONTROLLER | PEEK | ATC-1000 TS2 TYPE 2 | 1000#14726 |  | ICS-YJTNC001 | ATC LINK | None | YJTNC001 | K-FPA00000 | Y
800 | UK-0033 | TRAFFIC SIGNAL - INTERSECTION NASA-E AVE | TS | None |  | TRAFFIC CONTROLLER | PEEK | ATC-1000 TS2 TYPE 2 | 1000#14726 |  | ICS-YJTNE001 | ATC LINK | None | YJTNE001 | K-FPA00000 | Y
801 | UK-0033 | TRAFFIC SIGNAL - INTERSECTION NASA-H AVE | TS | None |  | TRAFFIC CONTROLLER | PEEK | ATC-1000 TS2 TYPE 2 | 1000#14726 |  | ICS-YJTNH001 | ATC LINK | None | YJTNH001 | K-FPA00000 | Y
802 | UK-0033 | TRAFFIC SIGNAL - INTERSECTION NASA-KENNEDY PKWY | TS | None |  | TRAFFIC CONTROLLER | PEEK | ATC-1000 TS2 TYPE 2 | 1000#14726 |  |  | ATC LINK | None | YJTOP001 | K-FPA00000 | Y
2014-48 | UK-0033 | TRAFFIC SIGNAL - INTERSECTION KENNEDY PKWY & SPACE COMMERCE WAY | TS | None |  | TRAFFIC CAMERA CONTROLLER | PEEK | VIDEO-TRAK PLUS | VT-905 |  |  | VIDEO-TRAK for WINDOWS | None | YJFLEKS001 | K-FPA00000 | Y | WINDOWS XP
2014-49 | UK-0033 | TRAFFIC SIGNAL - INTERSECTION NASA CSWY & SPACE COMMERCE WAY | TS | None |  | TRAFFIC CAMERA CONTROLLER | PEEK | VIDEO-TRAK PLUS | VT-905 |  |  | VIDEO-TRAK for WINDOWS | None | YJFLENS002 | K-FPA00000 | Y | WINDOWS XP
2014-50 | UK-0033 | TRAFFIC SIGNAL - INTERSECTION NASA CSWY & VC ENTRANCE | TS | None |  | TRAFFIC CAMERA CONTROLLER | TRAFFICON | ANTARES 2882 | VIP-3 |  |  | N/A | DEVLIN SERIAL HAND HELD DEVICE | YJTVE001 | K-FPA00000 | Y
2019-042 | UK-0033 | Traffic Signal Security Gate 3 Source Code | TS | None | [6 empty] | ICS-KBFLEG3001
2019-044 | UK-0033 | Traffic Signal Intersection Kennedy Pkwy & Space Commerce Way Source Code | TS | None |  | TRAFFIC CONTROLLER | PEEK |  |  |  | ICS-YJFLEKS001 |  |  |  |  | Y
2019-045 | UK-0033 | Traffic Signal Intersection NASA Cswy & Space Commerce Way Source Code | TS | None |  | TRAFFIC CONTROLLER | PEEK |  |  |  | ICS-YJFLENS002 |  |  |  |  | Y
2019-046 | UK-0033 | Traffic Signal Intersection Kennedy Pkwy & 5th St Source Code | TS | None |  | TRAFFIC CONTROLLER | PEEK |  |  |  | ICS-YJT5K001 |  |  |  |  | Y
2019-047 | UK-0033 | Traffic Signal Intersection VC Entrance & VC Bus Terminal Source Code | TS | None |  | TRAFFIC CONTROLLER | PEEK |  |  |  | ICS-YJTBV001 |  |  |  |  | Y
2019-048 | UK-0033 | Traffic Signal Intersection Contractor Rd & Schwartz Rd Source Code | TS | None |  | TRAFFIC CONTROLLER | PEEK |  |  |  | ICS-YJTCZ001 |  |  |  |  | Y
2019-049 | UK-0033 | Traffic Signal Intersection Kennedy Pkwy & 28th St (Saturn 5 Bldg) Source Code | TS | None |  | TRAFFIC CONTROLLER | PEEK |  |  |  | ICS-YJTKA001 |  |  |  |  | Y
2019-050 | UK-0033 | Traffic Signal Intersection Kennedy Pkwy & Saturn Cswy Source Code | TS | None |  | TRAFFIC CONTROLLER | PEEK |  |  |  | ICS-YJTKS001 |  |  |  |  | Y
2019-051 | UK-0033 | Traffic Signal Intersection Kennedy Pkwy & VAB Rd Source Code | TS | None |  | TRAFFIC CONTROLLER | PEEK |  |  |  | ICS-YJTKV001 |  |  |  |  | Y
2019-052 | UK-0033 | Traffic Signal Intersection Kennedy Pkwy & Beach Rd Source Code | TS | None |  | TRAFFIC CONTROLLER | PEEK |  |  |  | ICS-YJTKW001 |  |  |  |  | Y
2019-053 | UK-0033 | Traffic Signal Intersection Kennedy Pkwy & Schwartz Rd Source Code | TS | None |  | TRAFFIC CONTROLLER | PEEK |  |  |  | ICS-YJTKZ001 |  |  |  |  | Y
2019-054 | UK-0033 | Traffic Signal Intersection Kennedy Pkwy & Schwartz Rd Source Code | TS | None |  | TRAFFIC CONTROLLER | PEEK |  |  |  | ICS-YJTKZ001 |  |  |  |  | Y
2019-055 | UK-0033 | Signal Intersection NASA Kennedy Pkwy Source Code | TS | None |  | TRAFFIC CONTROLLER | PEEK |  |  |  | ICS-YJTOP001 |  |  |  |  | Y
2019-056 | UK-0033 | Traffic Signal Intersection Saturn Cswy & OSB 2 Ped Cross Source Code | TS | None |  | TRAFFIC CONTROLLER | PEEK |  |  |  | ICS-YJTKZ001 |  |  |  |  | Y
2019-057 | UK-0033 | Traffic Signal Intersection Saturn Cswy & Utility Rd Source Code | TS | None |  | TRAFFIC CONTROLLER | PEEK |  |  |  | ICS-YJTSU001 |  |  |  |  | Y
2019-059 | UK-0033 | Traffic Signal Intersection NASA Cswy & VC Entrance Source Code | TS | None |  | TRAFFIC CONTROLLER | PEEK |  |  |  | ICS-YJTVE001 |  |  |  |  | Y
2019-061 | UK-0033 | Traffic Signal Security Gate 2 Source Code | TS | None | [6 empty] | ICS-ZRFLEG2001
2019-063 | UK-0033 | Traffic Signal Security Gate 4 Source Code | TS | None | [6 empty] | ICS-W1FLEG4001
2019-011 |  | ODMS Series 2100, Gasprotech, PLC Source Code | ODMS | KCCS |  | PLC |  |  |  |  | ICS-ODMS-01 | *Proprietary*
New items for 2022
2022-001 | KSC-K6-1446K | HVAC: Workstation | HVC | And |  |  | DELL | Precision 5820 | [8 empty] | COF project
2022-002 | K6-0848 | Controls, PLC, VAB Elevator 16 | ELEV | KCCS Power |  | PLC | Allen Bradley | Contorl Logix | 1756-L73S |  |  | Studio 5000 |  | VA616001 |  |  | VAB Elevator #16
2022-003 | J7-1388 | Controls, PLC [FIC0046] | WWS | KCCS Utility |  | PLC | Allen-Bradley | CompactLogix | 1769-L18ER |  |  | RSLogix5000 v??? | None
2022-004 | M6-0899A | Data Logger, [FIC0761] | ELV | KCCS Power |  |  | Draker
2022-005 | M6-0899A | Inverters 1A & 1B, [FIC0763] | ELV | KCCS Power
2022-006 | M6-0899A | PLC, Schweitzer SEL 2040, Inverter 1A & 1B, [FIC0767] | ELV | KCCS Power |  | PLC | Schweitzer Engineering Laboratories | SEL-2040 | N/A |  |  |  | AcSELerator Quickset Software
2022-007 | M6-0899A | RELAY, Schweitzer SEL 700GT [FIC0771] | ELV | KCCS Power |  | Relay | Schweitzer Engineering Laboratories | SEL-700GT | N/A |  |  |  | AcSELerator Quickset Software | I3E05001
2022-008 | M6-0899B | Inverters 2A & 2B, [FIC0773] | ELV | KCCS Power
2022-009 | M6-0899B | PLC, Schweitzer SEL 2040, Inverter 2A & 2B, [FIC0777] | ELV | KCCS Power |  | PLC | Schweitzer Engineering Laboratories | SEL-2040 | N/A |  |  |  | AcSELerator Quickset Software
2022-010 | M6-0899B | RELAY, Schweitzer SEL 700GT [FIC0781] | ELV | KCCS Power |  | Relay | Schweitzer Engineering Laboratories | SEL-700GT | N/A |  |  |  | AcSELerator Quickset Software | I3E05101
2022-011 | M7-0301 | CCHQ ESB PLC [FIC2009] | ELV | KCCS Power | ESB | PLC | Schneider Electric | Modicon Quantum | 140 CPU 434 12U |  | ICS-FIC2021 | Unity Pro XL
2022-012 | M7-0301 | CCHQ ESB PLC [FIC2009] | ELV | KCCS Power | ESB | PLC | Schneider Electric | Modicon Quantum | 140 CPU 434 12U |  | ICS-FIC2021 | Unity Pro XL
2022-013 | M7-0335 | Controls, PLC USS-227 [FIC1531] | ELV | KCCS Power | 227 | PLC | Schneider Electric | M580 |  |  |  | Unity Pro XL
2023-001 | K6-1096 | Controls, PLC, USS 1127 [FIC0877] | ELV | KCCS Power |  | PLC | Schneider Electric | M580 |  |  |  |  | Unity Pro XL |  |  | N | New Substation
2023-002 | K6-1096 | Ethernet Gateway, USS 1127A [FIC0887] | ELV | KCCS Power |  | Gateway | Schneider Electric | IFE Switch |  |  |  | Firmware | None |  |  | N | New Substation
2023-003 | K6-1096 | Ethernet Gateway, USS 1127B [FIC0885] | ELV | KCCS Power |  | Gateway | Schneider Electric | IFE Switch |  |  |  | Firmware | None |  |  | N | New Substation
2023-004 | K6-1096 | Ethernet Gateway, USS 1127A [FIC0889] | ELV | KCCS Power |  | Gateway | Schneider Electric | IFE Switch |  |  |  | Firmware | None |  |  | N | New Substation
2023-005 | K6-0848 | Controller, Real-Time Automation, RTAC, SEL-3530, USS 818 [FIC0107] | ELV | KCCS Power |  | PLC | Schweitzer Engineering Laboratories | SEL-3530 |  |  |  |  | AcSELerator Quickset Software |  |  | Y | New Substation
2023-006 | K6-0848 | Controls, PLC, USS 819 [FIC0319] | ELV | KCCS Power |  | PLC | Schneider Electric | M580 |  |  |  |  | Unity Pro XL |  |  | N | New Substation
2023-007 | K6-0848 | Ethernet Gateway, USS 819A [FIC0325] | ELV | KCCS Power |  | Gateway | Eaton | PXG-900 |  |  |  | Firmware | None |  |  | Y | New Substation
2023-008 | K6-0848 | Ethernet Gateway, USS 819B [FIC0327] | ELV | KCCS Power |  | Gateway | Eaton | PXG-900 |  |  |  | Firmware | None |  |  | Y | New Substation
2023-009 | J7-1388 | Ethernet Gateway, Water Meter [FIC0048] | WWS | KCCS Utility |  | Gateway | [5 empty] | Firmware | None |  |  | N | Pad Pump Station Flow Meter
2023-010 | J7-1388 | Ethernet Gateway, Water Meter [FIC0050] | WWS | KCCS Utility |  | Gateway | [5 empty] | Firmware | None |  |  | N | Pad Pump Station Flow Meter